## Winter
Georgia Power Territorial Base Case Load vs. Existing Capability MG0 (Winter)
| Year | 2024 | 2025 | 2026 | 2027 | 2028 | 2029 | 2030 | 2031 | 2032 | 2033 | 2034 | 2035 | 2036 | 2037 | 2038 | 2039 | 2040 | 2041 | 2042 | 2043
| Peak Demand (MW), (A) | 15282.9975 | 15947.4276 | 17255.6551 | 18928.0028 | 19750.5583 | 20550.7695 | 21326.1917 | 21880.4218 | 22140.5759 | 22352.8941 | 22515.3849 | 22630.3768 | 22745.8678 | 22938.3788 | 23257.0804 | 23624.4034 | 23925.9169 | 24282.0158 | 24643.3209 | 25033.365
| Owned Generating Capacity (MW), (B) | 14770.4421 | 15341.3401 | 15342.8901 | 15706.4301 | 15706.4301 | 14701.6991 | 14702.8791 | 14702.8791 | 14702.8791 | 14702.8791 | 14702.8791 | 14013.4481 | 10452.9681 | 10452.9681 | 10493.9681 | 10493.9681 | 10493.9681 | 10493.9681 | 10493.9681 | 10493.9681
| Purchased Generating Capacity (MW), (C) | 4534.7936 | 5158.7466 | 5237.0466 | 5320.7966 | 5576.4666 | 5905.2166 | 5905.2166 | 3886.4766 | 3923.9766 | 3906.3566 | 3940.2408 | 2660.9728 | 2062.8676 | 2022.8116 | 1680.5746 | 1680.5737 | 1320.5257 | 1300.5457 | 1297.8657 | 1295.2183
| Dispatchable DSOs (MW), (D) | 675.244 | 695.7018 | 716.1241 | 758.0965 | 804.7672 | 750.3179 | 751.8603 | 750.0673 | 749.0536 | 749.0536 | 749.0536 | 749.0536 | 749.0536 | 749.0536 | 749.0536 | 749.0536 | 749.0536 | 749.0536 | 749.0536 | 749.0536
| Total Capacity (MW) | 19980.4797 | 21195.7885 | 21296.0608 | 21785.3232 | 22087.6639 | 21357.2336 | 21359.956 | 19339.423 | 19375.9093 | 19358.2893 | 19392.1735 | 17423.4745 | 13264.8893 | 13224.8333 | 12923.5963 | 12923.5954 | 12563.5474 | 12543.5674 | 12540.8874 | 12538.24
| Capacity Required to Meet GPC Target (MW) (E) | -963.6301 | -1352.1792 | 175.3944 | 1875.394 | 2601.2787 | 4332.0031 | 5298.5876 | 8011.9292 | 8300.6454 | 8583.671 | 8752.9065 | 10865.3497 | 15168.3031 | 15449.005 | 16148.631 | 16607.7996 | 17344.7508 | 17809.8679 | 18264.1929 | 18754.4102
| GPC Reserve Margin (%) | 30.74% | 32.91% | 23.41% | 15.1% | 11.83% | 3.924% | 0.1583% | -11.61% | -12.49% | -13.4% | -13.87% | -23.01% | -41.68% | -42.35% | -44.43% | -45.3% | -47.49% | -48.34% | -49.11% | -49.91%
|  | Notes | (A) Territorial Load requirements less non-dispatchable DSOs
(B) Assumes in-service dates of 7/31/2023 and 4/1/2024, respectively, for Plant Vogtle Units 3 & 4
(C) Includes territorial and imported power purchases.
(D) Values stated in combustion turbine equivalence terms
(E) Does not consider planning reserve sharing. Reflects GPC's Target Reserve Margin resulting from a System Target Reserve Margin of 25.50% (2024-2026) and 26% (2027 and beyond).
Existing Capability
|  | 2024 | 2025 | 2026 | 2027 | 2028 | 2029 | 2030 | 2031 | 2032 | 2033 | 2034 | 2035 | 2036 | 2037 | 2038 | 2039 | 2040 | 2041 | 2042 | 2043
Owned Generating Capacity (MW) |  | 14770.4421 | 15341.3401 | 15342.8901 | 15706.4301 | 15706.4301 | 14701.6991 | 14702.8791 | 14702.8791 | 14702.8791 | 14702.8791 | 14702.8791 | 14013.4481 | 10452.9681 | 10452.9681 | 10493.9681 | 10493.9681 | 10493.9681 | 10493.9681 | 10493.9681 | 10493.9681
Nuclear |  | 2468.4964 | 2977.5944 | 2977.5944 | 2977.5944 | 2977.5944 | 2977.5944 | 2977.5944 | 2977.5944 | 2977.5944 | 2977.5944 | 2977.5944 | 2977.5944 | 2977.5944 | 2977.5944 | 2977.5944 | 2977.5944 | 2977.5944 | 2977.5944 | 2977.5944 | 2977.5944
| HATCH 1 | 438.876 | 438.876 | 438.876 | 438.876 | 438.876 | 438.876 | 438.876 | 438.876 | 438.876 | 438.876 | 438.876 | 438.876 | 438.876 | 438.876 | 438.876 | 438.876 | 438.876 | 438.876 | 438.876 | 438.876
| HATCH 2 | 442.383 | 442.383 | 442.383 | 442.383 | 442.383 | 442.383 | 442.383 | 442.383 | 442.383 | 442.383 | 442.383 | 442.383 | 442.383 | 442.383 | 442.383 | 442.383 | 442.383 | 442.383 | 442.383 | 442.383
| VOGTLE 1 | 538.6013 | 538.6013 | 538.6013 | 538.6013 | 538.6013 | 538.6013 | 538.6013 | 538.6013 | 538.6013 | 538.6013 | 538.6013 | 538.6013 | 538.6013 | 538.6013 | 538.6013 | 538.6013 | 538.6013 | 538.6013 | 538.6013 | 538.6013
| VOGTLE 2 | 539.538 | 539.538 | 539.538 | 539.538 | 539.538 | 539.538 | 539.538 | 539.538 | 539.538 | 539.538 | 539.538 | 539.538 | 539.538 | 539.538 | 539.538 | 539.538 | 539.538 | 539.538 | 539.538 | 539.538
| VOGTLE 3 | 509.098 | 509.098 | 509.098 | 509.098 | 509.098 | 509.098 | 509.098 | 509.098 | 509.098 | 509.098 | 509.098 | 509.098 | 509.098 | 509.098 | 509.098 | 509.098 | 509.098 | 509.098 | 509.098 | 509.098
| VOGTLE 4 | 0 | 509.098 | 509.098 | 509.098 | 509.098 | 509.098 | 509.098 | 509.098 | 509.098 | 509.098 | 509.098 | 509.098 | 509.098 | 509.098 | 509.098 | 509.098 | 509.098 | 509.098 | 509.098 | 509.098
Coal |  | 4101.653 | 4101.653 | 4101.653 | 4101.653 | 4101.653 | 3560.48 | 3560.48 | 3560.48 | 3560.48 | 3560.48 | 3560.48 | 3560.48 | 0 | 0 | 0 | 0 | 0 | 0 | 0 | 0
| BOWEN 1 | 780 | 780 | 780 | 780 | 780 | 780 | 780 | 780 | 780 | 780 | 780 | 780 | 0 | 0 | 0 | 0 | 0 | 0 | 0 | 0
| BOWEN 2 | 758 | 758 | 758 | 758 | 758 | 758 | 758 | 758 | 758 | 758 | 758 | 758 | 0 | 0 | 0 | 0 | 0 | 0 | 0 | 0
| BOWEN 3 | 934 | 934 | 934 | 934 | 934 | 934 | 934 | 934 | 934 | 934 | 934 | 934 | 0 | 0 | 0 | 0 | 0 | 0 | 0 | 0
| BOWEN 4 | 944 | 944 | 944 | 944 | 944 | 944 | 944 | 944 | 944 | 944 | 944 | 944 | 0 | 0 | 0 | 0 | 0 | 0 | 0 | 0
| SCHERER 1 | 72.24 | 72.24 | 72.24 | 72.24 | 72.24 | 72.24 | 72.24 | 72.24 | 72.24 | 72.24 | 72.24 | 72.24 | 0 | 0 | 0 | 0 | 0 | 0 | 0 | 0
| SCHERER 2 | 72.24 | 72.24 | 72.24 | 72.24 | 72.24 | 72.24 | 72.24 | 72.24 | 72.24 | 72.24 | 72.24 | 72.24 | 0 | 0 | 0 | 0 | 0 | 0 | 0 | 0
| SCHERER 3 | 541.173 | 541.173 | 541.173 | 541.173 | 541.173 | 0 | 0 | 0 | 0 | 0 | 0 | 0 | 0 | 0 | 0 | 0 | 0 | 0 | 0 | 0
| WANSLEY 1 | 0 | 0 | 0 | 0 | 0 | 0 | 0 | 0 | 0 | 0 | 0 | 0 | 0 | 0 | 0 | 0 | 0 | 0 | 0 | 0
| WANSLEY 2 | 0 | 0 | 0 | 0 | 0 | 0 | 0 | 0 | 0 | 0 | 0 | 0 | 0 | 0 | 0 | 0 | 0 | 0 | 0 | 0
Combined Cycle |  | 4149.7 | 4181.7 | 4181.7 | 4181.7 | 4181.7 | 4181.7 | 4181.7 | 4181.7 | 4181.7 | 4181.7 | 4181.7 | 4181.7 | 4181.7 | 4181.7 | 4181.7 | 4181.7 | 4181.7 | 4181.7 | 4181.7 | 4181.7
| MCDONOUGH 4 | 945 | 945 | 945 | 945 | 945 | 945 | 945 | 945 | 945 | 945 | 945 | 945 | 945 | 945 | 945 | 945 | 945 | 945 | 945 | 945
| MCDONOUGH 5 | 934 | 934 | 934 | 934 | 934 | 934 | 934 | 934 | 934 | 934 | 934 | 934 | 934 | 934 | 934 | 934 | 934 | 934 | 934 | 934
| MCDONOUGH 6 | 894 | 926 | 926 | 926 | 926 | 926 | 926 | 926 | 926 | 926 | 926 | 926 | 926 | 926 | 926 | 926 | 926 | 926 | 926 | 926
| MCINTOSH 10 | 691.7 | 691.7 | 691.7 | 691.7 | 691.7 | 691.7 | 691.7 | 691.7 | 691.7 | 691.7 | 691.7 | 691.7 | 691.7 | 691.7 | 691.7 | 691.7 | 691.7 | 691.7 | 691.7 | 691.7
| MCINTOSH 11 | 685 | 685 | 685 | 685 | 685 | 685 | 685 | 685 | 685 | 685 | 685 | 685 | 685 | 685 | 685 | 685 | 685 | 685 | 685 | 685
Oil/Gas Steam |  | 1108.107 | 1108.107 | 1108.107 | 1108.107 | 1108.107 | 648.431 | 648.431 | 648.431 | 648.431 | 648.431 | 648.431 | 0 | 0 | 0 | 0 | 0 | 0 | 0 | 0 | 0
| GASTON 1 GAS | 127 | 127 | 127 | 127 | 127 | 0 | 0 | 0 | 0 | 0 | 0 | 0 | 0 | 0 | 0 | 0 | 0 | 0 | 0 | 0
| GASTON 2 GAS | 128 | 128 | 128 | 128 | 128 | 0 | 0 | 0 | 0 | 0 | 0 | 0 | 0 | 0 | 0 | 0 | 0 | 0 | 0 | 0
| GASTON 3 GAS | 102.027 | 102.027 | 102.027 | 102.027 | 102.027 | 0 | 0 | 0 | 0 | 0 | 0 | 0 | 0 | 0 | 0 | 0 | 0 | 0 | 0 | 0
| GASTON 4 GAS | 102.649 | 102.649 | 102.649 | 102.649 | 102.649 | 0 | 0 | 0 | 0 | 0 | 0 | 0 | 0 | 0 | 0 | 0 | 0 | 0 | 0 | 0
| YATES 6 GAS | 322.749 | 322.749 | 322.749 | 322.749 | 322.749 | 322.749 | 322.749 | 322.749 | 322.749 | 322.749 | 322.749 | 0 | 0 | 0 | 0 | 0 | 0 | 0 | 0 | 0
| YATES 7 GAS | 325.682 | 325.682 | 325.682 | 325.682 | 325.682 | 325.682 | 325.682 | 325.682 | 325.682 | 325.682 | 325.682 | 0 | 0 | 0 | 0 | 0 | 0 | 0 | 0 | 0
Combustion Turbine |  | 1879.645 | 1879.645 | 1879.645 | 1879.645 | 1879.645 | 1869.943 | 1869.943 | 1869.943 | 1869.943 | 1869.943 | 1869.943 | 1869.943 | 1869.943 | 1869.943 | 1869.943 | 1869.943 | 1869.943 | 1869.943 | 1869.943 | 1869.943
| BOULEVARD 1 | 0 | 0 | 0 | 0 | 0 | 0 | 0 | 0 | 0 | 0 | 0 | 0 | 0 | 0 | 0 | 0 | 0 | 0 | 0 | 0
| GASTON A | 9.702 | 9.702 | 9.702 | 9.702 | 9.702 | 0 | 0 | 0 | 0 | 0 | 0 | 0 | 0 | 0 | 0 | 0 | 0 | 0 | 0 | 0
| MCDONOUGH 3A | 31.434 | 31.434 | 31.434 | 31.434 | 31.434 | 31.434 | 31.434 | 31.434 | 31.434 | 31.434 | 31.434 | 31.434 | 31.434 | 31.434 | 31.434 | 31.434 | 31.434 | 31.434 | 31.434 | 31.434
| MCDONOUGH 3B | 31.434 | 31.434 | 31.434 | 31.434 | 31.434 | 31.434 | 31.434 | 31.434 | 31.434 | 31.434 | 31.434 | 31.434 | 31.434 | 31.434 | 31.434 | 31.434 | 31.434 | 31.434 | 31.434 | 31.434
| MCINTOSH 1A | 94.5 | 94.5 | 94.5 | 94.5 | 94.5 | 94.5 | 94.5 | 94.5 | 94.5 | 94.5 | 94.5 | 94.5 | 94.5 | 94.5 | 94.5 | 94.5 | 94.5 | 94.5 | 94.5 | 94.5
| MCINTOSH 2A | 94.5 | 94.5 | 94.5 | 94.5 | 94.5 | 94.5 | 94.5 | 94.5 | 94.5 | 94.5 | 94.5 | 94.5 | 94.5 | 94.5 | 94.5 | 94.5 | 94.5 | 94.5 | 94.5 | 94.5
| MCINTOSH 3A | 94.5 | 94.5 | 94.5 | 94.5 | 94.5 | 94.5 | 94.5 | 94.5 | 94.5 | 94.5 | 94.5 | 94.5 | 94.5 | 94.5 | 94.5 | 94.5 | 94.5 | 94.5 | 94.5 | 94.5
| MCINTOSH 4A | 94.5 | 94.5 | 94.5 | 94.5 | 94.5 | 94.5 | 94.5 | 94.5 | 94.5 | 94.5 | 94.5 | 94.5 | 94.5 | 94.5 | 94.5 | 94.5 | 94.5 | 94.5 | 94.5 | 94.5
| MCINTOSH 5A | 94.5 | 94.5 | 94.5 | 94.5 | 94.5 | 94.5 | 94.5 | 94.5 | 94.5 | 94.5 | 94.5 | 94.5 | 94.5 | 94.5 | 94.5 | 94.5 | 94.5 | 94.5 | 94.5 | 94.5
| MCINTOSH 6A | 94.5 | 94.5 | 94.5 | 94.5 | 94.5 | 94.5 | 94.5 | 94.5 | 94.5 | 94.5 | 94.5 | 94.5 | 94.5 | 94.5 | 94.5 | 94.5 | 94.5 | 94.5 | 94.5 | 94.5
| MCINTOSH 7A | 94.5 | 94.5 | 94.5 | 94.5 | 94.5 | 94.5 | 94.5 | 94.5 | 94.5 | 94.5 | 94.5 | 94.5 | 94.5 | 94.5 | 94.5 | 94.5 | 94.5 | 94.5 | 94.5 | 94.5
| MCINTOSH 8A | 94.5 | 94.5 | 94.5 | 94.5 | 94.5 | 94.5 | 94.5 | 94.5 | 94.5 | 94.5 | 94.5 | 94.5 | 94.5 | 94.5 | 94.5 | 94.5 | 94.5 | 94.5 | 94.5 | 94.5
| MCMANUS 3A | 55.428 | 55.428 | 55.428 | 55.428 | 55.428 | 55.428 | 55.428 | 55.428 | 55.428 | 55.428 | 55.428 | 55.428 | 55.428 | 55.428 | 55.428 | 55.428 | 55.428 | 55.428 | 55.428 | 55.428
| MCMANUS 3B | 55.428 | 55.428 | 55.428 | 55.428 | 55.428 | 55.428 | 55.428 | 55.428 | 55.428 | 55.428 | 55.428 | 55.428 | 55.428 | 55.428 | 55.428 | 55.428 | 55.428 | 55.428 | 55.428 | 55.428
| MCMANUS 3C | 55.428 | 55.428 | 55.428 | 55.428 | 55.428 | 55.428 | 55.428 | 55.428 | 55.428 | 55.428 | 55.428 | 55.428 | 55.428 | 55.428 | 55.428 | 55.428 | 55.428 | 55.428 | 55.428 | 55.428
| MCMANUS 4A | 55.391 | 55.391 | 55.391 | 55.391 | 55.391 | 55.391 | 55.391 | 55.391 | 55.391 | 55.391 | 55.391 | 55.391 | 55.391 | 55.391 | 55.391 | 55.391 | 55.391 | 55.391 | 55.391 | 55.391
| MCMANUS 4B | 55.391 | 55.391 | 55.391 | 55.391 | 55.391 | 55.391 | 55.391 | 55.391 | 55.391 | 55.391 | 55.391 | 55.391 | 55.391 | 55.391 | 55.391 | 55.391 | 55.391 | 55.391 | 55.391 | 55.391
| MCMANUS 4C | 55.391 | 55.391 | 55.391 | 55.391 | 55.391 | 55.391 | 55.391 | 55.391 | 55.391 | 55.391 | 55.391 | 55.391 | 55.391 | 55.391 | 55.391 | 55.391 | 55.391 | 55.391 | 55.391 | 55.391
| MCMANUS 4D | 55.391 | 55.391 | 55.391 | 55.391 | 55.391 | 55.391 | 55.391 | 55.391 | 55.391 | 55.391 | 55.391 | 55.391 | 55.391 | 55.391 | 55.391 | 55.391 | 55.391 | 55.391 | 55.391 | 55.391
| MCMANUS 4E | 55.391 | 55.391 | 55.391 | 55.391 | 55.391 | 55.391 | 55.391 | 55.391 | 55.391 | 55.391 | 55.391 | 55.391 | 55.391 | 55.391 | 55.391 | 55.391 | 55.391 | 55.391 | 55.391 | 55.391
| MCMANUS 4F | 55.391 | 55.391 | 55.391 | 55.391 | 55.391 | 55.391 | 55.391 | 55.391 | 55.391 | 55.391 | 55.391 | 55.391 | 55.391 | 55.391 | 55.391 | 55.391 | 55.391 | 55.391 | 55.391 | 55.391
| MCMANUS DIESEL | 0 | 0 | 0 | 0 | 0 | 0 | 0 | 0 | 0 | 0 | 0 | 0 | 0 | 0 | 0 | 0 | 0 | 0 | 0 | 0
| WANSLEY 5A | 0 | 0 | 0 | 0 | 0 | 0 | 0 | 0 | 0 | 0 | 0 | 0 | 0 | 0 | 0 | 0 | 0 | 0 | 0 | 0
| WARNER ROBINS 1 | 93 | 93 | 93 | 93 | 93 | 93 | 93 | 93 | 93 | 93 | 93 | 93 | 93 | 93 | 93 | 93 | 93 | 93 | 93 | 93
| WARNER ROBINS 2 | 93 | 93 | 93 | 93 | 93 | 93 | 93 | 93 | 93 | 93 | 93 | 93 | 93 | 93 | 93 | 93 | 93 | 93 | 93 | 93
| WILSON 1A | 65.533 | 65.533 | 65.533 | 65.533 | 65.533 | 65.533 | 65.533 | 65.533 | 65.533 | 65.533 | 65.533 | 65.533 | 65.533 | 65.533 | 65.533 | 65.533 | 65.533 | 65.533 | 65.533 | 65.533
| WILSON 1B | 64.996 | 64.996 | 64.996 | 64.996 | 64.996 | 64.996 | 64.996 | 64.996 | 64.996 | 64.996 | 64.996 | 64.996 | 64.996 | 64.996 | 64.996 | 64.996 | 64.996 | 64.996 | 64.996 | 64.996
| WILSON 1C | 59.247 | 59.247 | 59.247 | 59.247 | 59.247 | 59.247 | 59.247 | 59.247 | 59.247 | 59.247 | 59.247 | 59.247 | 59.247 | 59.247 | 59.247 | 59.247 | 59.247 | 59.247 | 59.247 | 59.247
| WILSON 1D | 54.533 | 54.533 | 54.533 | 54.533 | 54.533 | 54.533 | 54.533 | 54.533 | 54.533 | 54.533 | 54.533 | 54.533 | 54.533 | 54.533 | 54.533 | 54.533 | 54.533 | 54.533 | 54.533 | 54.533
| WILSON 1E | 59.068 | 59.068 | 59.068 | 59.068 | 59.068 | 59.068 | 59.068 | 59.068 | 59.068 | 59.068 | 59.068 | 59.068 | 59.068 | 59.068 | 59.068 | 59.068 | 59.068 | 59.068 | 59.068 | 59.068
| WILSON 1F | 63.068 | 63.068 | 63.068 | 63.068 | 63.068 | 63.068 | 63.068 | 63.068 | 63.068 | 63.068 | 63.068 | 63.068 | 63.068 | 63.068 | 63.068 | 63.068 | 63.068 | 63.068 | 63.068 | 63.068
| WILSON DIESEL | 0 | 0 | 0 | 0 | 0 | 0 | 0 | 0 | 0 | 0 | 0 | 0 | 0 | 0 | 0 | 0 | 0 | 0 | 0 | 0
Pump Storage |  | 403.3419 | 403.3419 | 403.3419 | 403.3419 | 403.3419 | 403.3419 | 403.3419 | 403.3419 | 403.3419 | 403.3419 | 403.3419 | 403.3419 | 403.3419 | 403.3419 | 403.3419 | 403.3419 | 403.3419 | 403.3419 | 403.3419 | 403.3419
| ROCKY MTN 1 PS | 63.3806 | 63.3806 | 63.3806 | 63.3806 | 63.3806 | 63.3806 | 63.3806 | 63.3806 | 63.3806 | 63.3806 | 63.3806 | 63.3806 | 63.3806 | 63.3806 | 63.3806 | 63.3806 | 63.3806 | 63.3806 | 63.3806 | 63.3806
| ROCKY MTN 2 PS | 63.3806 | 63.3806 | 63.3806 | 63.3806 | 63.3806 | 63.3806 | 63.3806 | 63.3806 | 63.3806 | 63.3806 | 63.3806 | 63.3806 | 63.3806 | 63.3806 | 63.3806 | 63.3806 | 63.3806 | 63.3806 | 63.3806 | 63.3806
| ROCKY MTN 3 PS | 63.3806 | 63.3806 | 63.3806 | 63.3806 | 63.3806 | 63.3806 | 63.3806 | 63.3806 | 63.3806 | 63.3806 | 63.3806 | 63.3806 | 63.3806 | 63.3806 | 63.3806 | 63.3806 | 63.3806 | 63.3806 | 63.3806 | 63.3806
| WALLACE DAM 1 PS | 53.3 | 53.3 | 53.3 | 53.3 | 53.3 | 53.3 | 53.3 | 53.3 | 53.3 | 53.3 | 53.3 | 53.3 | 53.3 | 53.3 | 53.3 | 53.3 | 53.3 | 53.3 | 53.3 | 53.3
| WALLACE DAM 2 PS | 53.3 | 53.3 | 53.3 | 53.3 | 53.3 | 53.3 | 53.3 | 53.3 | 53.3 | 53.3 | 53.3 | 53.3 | 53.3 | 53.3 | 53.3 | 53.3 | 53.3 | 53.3 | 53.3 | 53.3
| WALLACE DAM 5 PS | 53.3 | 53.3 | 53.3 | 53.3 | 53.3 | 53.3 | 53.3 | 53.3 | 53.3 | 53.3 | 53.3 | 53.3 | 53.3 | 53.3 | 53.3 | 53.3 | 53.3 | 53.3 | 53.3 | 53.3
| WALLACE DAM 6 PS | 53.3 | 53.3 | 53.3 | 53.3 | 53.3 | 53.3 | 53.3 | 53.3 | 53.3 | 53.3 | 53.3 | 53.3 | 53.3 | 53.3 | 53.3 | 53.3 | 53.3 | 53.3 | 53.3 | 53.3
Hydro |  | 660.83 | 690.6 | 690.6 | 690.6 | 690.6 | 696.42 | 696.42 | 696.42 | 696.42 | 696.42 | 696.42 | 696.42 | 696.42 | 696.42 | 696.42 | 696.42 | 696.42 | 696.42 | 696.42 | 696.42
| BARTLETT'S FERRY 1 HY | 0 | 16.67 | 16.67 | 16.67 | 16.67 | 16.67 | 16.67 | 16.67 | 16.67 | 16.67 | 16.67 | 16.67 | 16.67 | 16.67 | 16.67 | 16.67 | 16.67 | 16.67 | 16.67 | 16.67
| BARTLETT'S FERRY 2 HY | 16.67 | 16.67 | 16.67 | 16.67 | 16.67 | 16.67 | 16.67 | 16.67 | 16.67 | 16.67 | 16.67 | 16.67 | 16.67 | 16.67 | 16.67 | 16.67 | 16.67 | 16.67 | 16.67 | 16.67
| BARTLETT'S FERRY 3 HY | 16.67 | 16.67 | 16.67 | 16.67 | 16.67 | 16.67 | 16.67 | 16.67 | 16.67 | 16.67 | 16.67 | 16.67 | 16.67 | 16.67 | 16.67 | 16.67 | 16.67 | 16.67 | 16.67 | 16.67
| BARTLETT'S FERRY 4 HY | 22.23 | 22.23 | 22.23 | 22.23 | 22.23 | 22.23 | 22.23 | 22.23 | 22.23 | 22.23 | 22.23 | 22.23 | 22.23 | 22.23 | 22.23 | 22.23 | 22.23 | 22.23 | 22.23 | 22.23
| BARTLETT'S FERRY 5 HY | 60.02 | 60.02 | 60.02 | 60.02 | 60.02 | 60.02 | 60.02 | 60.02 | 60.02 | 60.02 | 60.02 | 60.02 | 60.02 | 60.02 | 60.02 | 60.02 | 60.02 | 60.02 | 60.02 | 60.02
| BARTLETT'S FERRY 6 HY | 60.02 | 60.02 | 60.02 | 60.02 | 60.02 | 60.02 | 60.02 | 60.02 | 60.02 | 60.02 | 60.02 | 60.02 | 60.02 | 60.02 | 60.02 | 60.02 | 60.02 | 60.02 | 60.02 | 60.02
| BURTON 1 HY | 4.35 | 4.35 | 4.35 | 4.35 | 4.35 | 4.35 | 4.35 | 4.35 | 4.35 | 4.35 | 4.35 | 4.35 | 4.35 | 4.35 | 4.35 | 4.35 | 4.35 | 4.35 | 4.35 | 4.35
| BURTON 2 HY | 4.35 | 4.35 | 4.35 | 4.35 | 4.35 | 4.35 | 4.35 | 4.35 | 4.35 | 4.35 | 4.35 | 4.35 | 4.35 | 4.35 | 4.35 | 4.35 | 4.35 | 4.35 | 4.35 | 4.35
| ESTATOAH 1 HY | 0 | 0 | 0 | 0 | 0 | 0 | 0 | 0 | 0 | 0 | 0 | 0 | 0 | 0 | 0 | 0 | 0 | 0 | 0 | 0
| FLINT RIVER 1 HY | 1.9 | 1.9 | 1.9 | 1.9 | 1.9 | 1.9 | 1.9 | 1.9 | 1.9 | 1.9 | 1.9 | 1.9 | 1.9 | 1.9 | 1.9 | 1.9 | 1.9 | 1.9 | 1.9 | 1.9
| FLINT RIVER 2 HY | 1.9 | 1.9 | 1.9 | 1.9 | 1.9 | 1.9 | 1.9 | 1.9 | 1.9 | 1.9 | 1.9 | 1.9 | 1.9 | 1.9 | 1.9 | 1.9 | 1.9 | 1.9 | 1.9 | 1.9
| FLINT RIVER 3 HY | 1.9 | 1.9 | 1.9 | 1.9 | 1.9 | 1.9 | 1.9 | 1.9 | 1.9 | 1.9 | 1.9 | 1.9 | 1.9 | 1.9 | 1.9 | 1.9 | 1.9 | 1.9 | 1.9 | 1.9
| GOAT ROCK 3 HY | 5.12 | 5.12 | 5.12 | 5.12 | 5.12 | 5.12 | 5.12 | 5.12 | 5.12 | 5.12 | 5.12 | 5.12 | 5.12 | 5.12 | 5.12 | 5.12 | 5.12 | 5.12 | 5.12 | 5.12
| GOAT ROCK 4 HY | 0 | 0 | 0 | 0 | 0 | 0 | 0 | 0 | 0 | 0 | 0 | 0 | 0 | 0 | 0 | 0 | 0 | 0 | 0 | 0
| GOAT ROCK 5 HY | 0 | 0 | 0 | 0 | 0 | 0 | 0 | 0 | 0 | 0 | 0 | 0 | 0 | 0 | 0 | 0 | 0 | 0 | 0 | 0
| GOAT ROCK 6 HY | 5.12 | 5.12 | 5.12 | 5.12 | 5.12 | 5.12 | 5.12 | 5.12 | 5.12 | 5.12 | 5.12 | 5.12 | 5.12 | 5.12 | 5.12 | 5.12 | 5.12 | 5.12 | 5.12 | 5.12
| GOAT ROCK 7 HY | 9.52 | 9.52 | 9.52 | 9.52 | 9.52 | 9.52 | 9.52 | 9.52 | 9.52 | 9.52 | 9.52 | 9.52 | 9.52 | 9.52 | 9.52 | 9.52 | 9.52 | 9.52 | 9.52 | 9.52
| GOAT ROCK 8 HY | 9.52 | 9.52 | 9.52 | 9.52 | 9.52 | 9.52 | 9.52 | 9.52 | 9.52 | 9.52 | 9.52 | 9.52 | 9.52 | 9.52 | 9.52 | 9.52 | 9.52 | 9.52 | 9.52 | 9.52
| LANGDALE 5 HY | 0 | 0 | 0 | 0 | 0 | 0 | 0 | 0 | 0 | 0 | 0 | 0 | 0 | 0 | 0 | 0 | 0 | 0 | 0 | 0
| LANGDALE 6 HY | 0 | 0 | 0 | 0 | 0 | 0 | 0 | 0 | 0 | 0 | 0 | 0 | 0 | 0 | 0 | 0 | 0 | 0 | 0 | 0
| LLOYD SHOALS 1 HY | 3.75 | 3.75 | 3.75 | 3.75 | 3.75 | 3.75 | 3.75 | 3.75 | 3.75 | 3.75 | 3.75 | 3.75 | 3.75 | 3.75 | 3.75 | 3.75 | 3.75 | 3.75 | 3.75 | 3.75
| LLOYD SHOALS 2 HY | 3.75 | 3.75 | 3.75 | 3.75 | 3.75 | 3.75 | 3.75 | 3.75 | 3.75 | 3.75 | 3.75 | 3.75 | 3.75 | 3.75 | 3.75 | 3.75 | 3.75 | 3.75 | 3.75 | 3.75
| LLOYD SHOALS 3 HY | 3.75 | 3.75 | 3.75 | 3.75 | 3.75 | 3.75 | 3.75 | 3.75 | 3.75 | 3.75 | 3.75 | 3.75 | 3.75 | 3.75 | 3.75 | 3.75 | 3.75 | 3.75 | 3.75 | 3.75
| LLOYD SHOALS 4 HY | 3.75 | 3.75 | 3.75 | 3.75 | 3.75 | 3.75 | 3.75 | 3.75 | 3.75 | 3.75 | 3.75 | 3.75 | 3.75 | 3.75 | 3.75 | 3.75 | 3.75 | 3.75 | 3.75 | 3.75
| LLOYD SHOALS 5 HY | 3.75 | 3.75 | 3.75 | 3.75 | 3.75 | 3.75 | 3.75 | 3.75 | 3.75 | 3.75 | 3.75 | 3.75 | 3.75 | 3.75 | 3.75 | 3.75 | 3.75 | 3.75 | 3.75 | 3.75
| LLOYD SHOALS 6 HY | 3.75 | 3.75 | 3.75 | 3.75 | 3.75 | 3.75 | 3.75 | 3.75 | 3.75 | 3.75 | 3.75 | 3.75 | 3.75 | 3.75 | 3.75 | 3.75 | 3.75 | 3.75 | 3.75 | 3.75
| MORGAN FALLS 1 HY | 1.63 | 1.63 | 1.63 | 1.63 | 1.63 | 1.63 | 1.63 | 1.63 | 1.63 | 1.63 | 1.63 | 1.63 | 1.63 | 1.63 | 1.63 | 1.63 | 1.63 | 1.63 | 1.63 | 1.63
| MORGAN FALLS 2 HY | 1.63 | 1.63 | 1.63 | 1.63 | 1.63 | 1.63 | 1.63 | 1.63 | 1.63 | 1.63 | 1.63 | 1.63 | 1.63 | 1.63 | 1.63 | 1.63 | 1.63 | 1.63 | 1.63 | 1.63
| MORGAN FALLS 3 HY | 1.63 | 1.63 | 1.63 | 1.63 | 1.63 | 1.63 | 1.63 | 1.63 | 1.63 | 1.63 | 1.63 | 1.63 | 1.63 | 1.63 | 1.63 | 1.63 | 1.63 | 1.63 | 1.63 | 1.63
| MORGAN FALLS 4 HY | 0 | 0 | 0 | 0 | 0 | 0 | 0 | 0 | 0 | 0 | 0 | 0 | 0 | 0 | 0 | 0 | 0 | 0 | 0 | 0
| MORGAN FALLS 5 HY | 1.63 | 1.63 | 1.63 | 1.63 | 1.63 | 1.63 | 1.63 | 1.63 | 1.63 | 1.63 | 1.63 | 1.63 | 1.63 | 1.63 | 1.63 | 1.63 | 1.63 | 1.63 | 1.63 | 1.63
| MORGAN FALLS 6 HY | 1.63 | 1.63 | 1.63 | 1.63 | 1.63 | 1.63 | 1.63 | 1.63 | 1.63 | 1.63 | 1.63 | 1.63 | 1.63 | 1.63 | 1.63 | 1.63 | 1.63 | 1.63 | 1.63 | 1.63
| MORGAN FALLS 7 HY | 1.63 | 1.63 | 1.63 | 1.63 | 1.63 | 1.63 | 1.63 | 1.63 | 1.63 | 1.63 | 1.63 | 1.63 | 1.63 | 1.63 | 1.63 | 1.63 | 1.63 | 1.63 | 1.63 | 1.63
| NACOOCHEE 1 HY | 3 | 3 | 3 | 3 | 3 | 3 | 3 | 3 | 3 | 3 | 3 | 3 | 3 | 3 | 3 | 3 | 3 | 3 | 3 | 3
| NACOOCHEE 2 HY | 3 | 3 | 3 | 3 | 3 | 3 | 3 | 3 | 3 | 3 | 3 | 3 | 3 | 3 | 3 | 3 | 3 | 3 | 3 | 3
| NORTH HIGHLANDS 1 HY | 10.79 | 10.79 | 10.79 | 10.79 | 10.79 | 10.79 | 10.79 | 10.79 | 10.79 | 10.79 | 10.79 | 10.79 | 10.79 | 10.79 | 10.79 | 10.79 | 10.79 | 10.79 | 10.79 | 10.79
| NORTH HIGHLANDS 2 HY | 10.79 | 10.79 | 10.79 | 10.79 | 10.79 | 10.79 | 10.79 | 10.79 | 10.79 | 10.79 | 10.79 | 10.79 | 10.79 | 10.79 | 10.79 | 10.79 | 10.79 | 10.79 | 10.79 | 10.79
| NORTH HIGHLANDS 3 HY | 10.79 | 10.79 | 10.79 | 10.79 | 10.79 | 10.79 | 10.79 | 10.79 | 10.79 | 10.79 | 10.79 | 10.79 | 10.79 | 10.79 | 10.79 | 10.79 | 10.79 | 10.79 | 10.79 | 10.79
| NORTH HIGHLANDS 4 HY | 2.34 | 2.34 | 2.34 | 2.34 | 2.34 | 2.34 | 2.34 | 2.34 | 2.34 | 2.34 | 2.34 | 2.34 | 2.34 | 2.34 | 2.34 | 2.34 | 2.34 | 2.34 | 2.34 | 2.34
| OLIVER 1 HY | 17.46 | 17.46 | 17.46 | 17.46 | 17.46 | 17.46 | 17.46 | 17.46 | 17.46 | 17.46 | 17.46 | 17.46 | 17.46 | 17.46 | 17.46 | 17.46 | 17.46 | 17.46 | 17.46 | 17.46
| OLIVER 2 HY | 17.46 | 17.46 | 17.46 | 17.46 | 17.46 | 17.46 | 17.46 | 17.46 | 17.46 | 17.46 | 17.46 | 17.46 | 17.46 | 17.46 | 17.46 | 17.46 | 17.46 | 17.46 | 17.46 | 17.46
| OLIVER 3 HY | 17.46 | 17.46 | 17.46 | 17.46 | 17.46 | 17.46 | 17.46 | 17.46 | 17.46 | 17.46 | 17.46 | 17.46 | 17.46 | 17.46 | 17.46 | 17.46 | 17.46 | 17.46 | 17.46 | 17.46
| OLIVER 4 HY | 0 | 0 | 0 | 0 | 0 | 5.82 | 5.82 | 5.82 | 5.82 | 5.82 | 5.82 | 5.82 | 5.82 | 5.82 | 5.82 | 5.82 | 5.82 | 5.82 | 5.82 | 5.82
| RIVERVIEW 1 HY | 0 | 0 | 0 | 0 | 0 | 0 | 0 | 0 | 0 | 0 | 0 | 0 | 0 | 0 | 0 | 0 | 0 | 0 | 0 | 0
| RIVERVIEW 2 HY | 0 | 0 | 0 | 0 | 0 | 0 | 0 | 0 | 0 | 0 | 0 | 0 | 0 | 0 | 0 | 0 | 0 | 0 | 0 | 0
| SINCLAIR 1 HY | 21.95 | 21.95 | 21.95 | 21.95 | 21.95 | 21.95 | 21.95 | 21.95 | 21.95 | 21.95 | 21.95 | 21.95 | 21.95 | 21.95 | 21.95 | 21.95 | 21.95 | 21.95 | 21.95 | 21.95
| SINCLAIR 2 HY | 21.95 | 21.95 | 21.95 | 21.95 | 21.95 | 21.95 | 21.95 | 21.95 | 21.95 | 21.95 | 21.95 | 21.95 | 21.95 | 21.95 | 21.95 | 21.95 | 21.95 | 21.95 | 21.95 | 21.95
| TALLULAH 1 HY | 12.15 | 12.15 | 12.15 | 12.15 | 12.15 | 12.15 | 12.15 | 12.15 | 12.15 | 12.15 | 12.15 | 12.15 | 12.15 | 12.15 | 12.15 | 12.15 | 12.15 | 12.15 | 12.15 | 12.15
| TALLULAH 2 HY | 12.15 | 12.15 | 12.15 | 12.15 | 12.15 | 12.15 | 12.15 | 12.15 | 12.15 | 12.15 | 12.15 | 12.15 | 12.15 | 12.15 | 12.15 | 12.15 | 12.15 | 12.15 | 12.15 | 12.15
| TALLULAH 3 HY | 12.15 | 12.15 | 12.15 | 12.15 | 12.15 | 12.15 | 12.15 | 12.15 | 12.15 | 12.15 | 12.15 | 12.15 | 12.15 | 12.15 | 12.15 | 12.15 | 12.15 | 12.15 | 12.15 | 12.15
| TALLULAH 4 HY | 12.15 | 12.15 | 12.15 | 12.15 | 12.15 | 12.15 | 12.15 | 12.15 | 12.15 | 12.15 | 12.15 | 12.15 | 12.15 | 12.15 | 12.15 | 12.15 | 12.15 | 12.15 | 12.15 | 12.15
| TALLULAH 5 HY | 12.15 | 12.15 | 12.15 | 12.15 | 12.15 | 12.15 | 12.15 | 12.15 | 12.15 | 12.15 | 12.15 | 12.15 | 12.15 | 12.15 | 12.15 | 12.15 | 12.15 | 12.15 | 12.15 | 12.15
| TALLULAH 6 HY | 12.15 | 12.15 | 12.15 | 12.15 | 12.15 | 12.15 | 12.15 | 12.15 | 12.15 | 12.15 | 12.15 | 12.15 | 12.15 | 12.15 | 12.15 | 12.15 | 12.15 | 12.15 | 12.15 | 12.15
| TERRORA 1 HY | 8.3 | 8.3 | 8.3 | 8.3 | 8.3 | 8.3 | 8.3 | 8.3 | 8.3 | 8.3 | 8.3 | 8.3 | 8.3 | 8.3 | 8.3 | 8.3 | 8.3 | 8.3 | 8.3 | 8.3
| TERRORA 2 HY | 8.3 | 8.3 | 8.3 | 8.3 | 8.3 | 8.3 | 8.3 | 8.3 | 8.3 | 8.3 | 8.3 | 8.3 | 8.3 | 8.3 | 8.3 | 8.3 | 8.3 | 8.3 | 8.3 | 8.3
| TUGALO 1 HY | 13.1 | 13.1 | 13.1 | 13.1 | 13.1 | 13.1 | 13.1 | 13.1 | 13.1 | 13.1 | 13.1 | 13.1 | 13.1 | 13.1 | 13.1 | 13.1 | 13.1 | 13.1 | 13.1 | 13.1
| TUGALO 2 HY | 13.1 | 13.1 | 13.1 | 13.1 | 13.1 | 13.1 | 13.1 | 13.1 | 13.1 | 13.1 | 13.1 | 13.1 | 13.1 | 13.1 | 13.1 | 13.1 | 13.1 | 13.1 | 13.1 | 13.1
| TUGALO 3 HY | 0 | 13.1 | 13.1 | 13.1 | 13.1 | 13.1 | 13.1 | 13.1 | 13.1 | 13.1 | 13.1 | 13.1 | 13.1 | 13.1 | 13.1 | 13.1 | 13.1 | 13.1 | 13.1 | 13.1
| TUGALO 4 HY | 13.1 | 13.1 | 13.1 | 13.1 | 13.1 | 13.1 | 13.1 | 13.1 | 13.1 | 13.1 | 13.1 | 13.1 | 13.1 | 13.1 | 13.1 | 13.1 | 13.1 | 13.1 | 13.1 | 13.1
| WALLACE DAM 3 HY | 57.44 | 57.44 | 57.44 | 57.44 | 57.44 | 57.44 | 57.44 | 57.44 | 57.44 | 57.44 | 57.44 | 57.44 | 57.44 | 57.44 | 57.44 | 57.44 | 57.44 | 57.44 | 57.44 | 57.44
| WALLACE DAM 4 HY | 57.44 | 57.44 | 57.44 | 57.44 | 57.44 | 57.44 | 57.44 | 57.44 | 57.44 | 57.44 | 57.44 | 57.44 | 57.44 | 57.44 | 57.44 | 57.44 | 57.44 | 57.44 | 57.44 | 57.44
| YONAH 1 HY | 9.53 | 9.53 | 9.53 | 9.53 | 9.53 | 9.53 | 9.53 | 9.53 | 9.53 | 9.53 | 9.53 | 9.53 | 9.53 | 9.53 | 9.53 | 9.53 | 9.53 | 9.53 | 9.53 | 9.53
| YONAH 2 HY | 9.53 | 9.53 | 9.53 | 9.53 | 9.53 | 9.53 | 9.53 | 9.53 | 9.53 | 9.53 | 9.53 | 9.53 | 9.53 | 9.53 | 9.53 | 9.53 | 9.53 | 9.53 | 9.53 | 9.53
| YONAH 3 HY | 9.53 | 9.53 | 9.53 | 9.53 | 9.53 | 9.53 | 9.53 | 9.53 | 9.53 | 9.53 | 9.53 | 9.53 | 9.53 | 9.53 | 9.53 | 9.53 | 9.53 | 9.53 | 9.53 | 9.53
Solar |  | 50.2888 | 50.2888 | 50.2888 | 50.2888 | 50.2888 | 50.2888 | 51.4688 | 51.4688 | 51.4688 | 51.4688 | 51.4688 | 51.4688 | 51.4688 | 51.4688 | 51.4688 | 51.4688 | 51.4688 | 51.4688 | 51.4688 | 51.4688
| COMMUNITY SOLAR - COMER | 0.216 | 0.216 | 0.216 | 0.216 | 0.216 | 0.216 | 0.216 | 0.216 | 0.216 | 0.216 | 0.216 | 0.216 | 0.216 | 0.216 | 0.216 | 0.216 | 0.216 | 0.216 | 0.216 | 0.216
| COMMUNITY SOLAR - GUYTON | 0.36 | 0.36 | 0.36 | 0.36 | 0.36 | 0.36 | 0.36 | 0.36 | 0.36 | 0.36 | 0.36 | 0.36 | 0.36 | 0.36 | 0.36 | 0.36 | 0.36 | 0.36 | 0.36 | 0.36
| COMMUNITY SOLAR - WAYNESBORO | 0.24 | 0.24 | 0.24 | 0.24 | 0.24 | 0.24 | 0.24 | 0.24 | 0.24 | 0.24 | 0.24 | 0.24 | 0.24 | 0.24 | 0.24 | 0.24 | 0.24 | 0.24 | 0.24 | 0.24
| FALCONS | 0.102 | 0.102 | 0.102 | 0.102 | 0.102 | 0.102 | 0.102 | 0.102 | 0.102 | 0.102 | 0.102 | 0.102 | 0.102 | 0.102 | 0.102 | 0.102 | 0.102 | 0.102 | 0.102 | 0.102
| FORT BENNING | 6 | 6 | 6 | 6 | 6 | 6 | 6 | 6 | 6 | 6 | 6 | 6 | 6 | 6 | 6 | 6 | 6 | 6 | 6 | 6
| FORT GORDON | 6 | 6 | 6 | 6 | 6 | 6 | 6 | 6 | 6 | 6 | 6 | 6 | 6 | 6 | 6 | 6 | 6 | 6 | 6 | 6
| FORT STEWART SOLAR | 6 | 6 | 6 | 6 | 6 | 6 | 6 | 6 | 6 | 6 | 6 | 6 | 6 | 6 | 6 | 6 | 6 | 6 | 6 | 6
| FORT VALLEY STATE UNIVERSITY | 1.08 | 1.08 | 1.08 | 1.08 | 1.08 | 1.08 | 1.08 | 1.08 | 1.08 | 1.08 | 1.08 | 1.08 | 1.08 | 1.08 | 1.08 | 1.08 | 1.08 | 1.08 | 1.08 | 1.08
| KINGS BAY SOLAR | 6.032 | 6.032 | 6.032 | 6.032 | 6.032 | 6.032 | 6.032 | 6.032 | 6.032 | 6.032 | 6.032 | 6.032 | 6.032 | 6.032 | 6.032 | 6.032 | 6.032 | 6.032 | 6.032 | 6.032
| MCLB | 6.232 | 6.232 | 6.232 | 6.232 | 6.232 | 6.232 | 6.232 | 6.232 | 6.232 | 6.232 | 6.232 | 6.232 | 6.232 | 6.232 | 6.232 | 6.232 | 6.232 | 6.232 | 6.232 | 6.232
| MOODY AFB | 4.95 | 4.95 | 4.95 | 4.95 | 4.95 | 4.95 | 4.95 | 4.95 | 4.95 | 4.95 | 4.95 | 4.95 | 4.95 | 4.95 | 4.95 | 4.95 | 4.95 | 4.95 | 4.95 | 4.95
| RIGHT OF WAY SOLAR | 0.08 | 0.08 | 0.08 | 0.08 | 0.08 | 0.08 | 0.08 | 0.08 | 0.08 | 0.08 | 0.08 | 0.08 | 0.08 | 0.08 | 0.08 | 0.08 | 0.08 | 0.08 | 0.08 | 0.08
| ROBINS AFB | 12.8 | 12.8 | 12.8 | 12.8 | 12.8 | 12.8 | 12.8 | 12.8 | 12.8 | 12.8 | 12.8 | 12.8 | 12.8 | 12.8 | 12.8 | 12.8 | 12.8 | 12.8 | 12.8 | 12.8
| UGA SOLAR | 0.1968 | 0.1968 | 0.1968 | 0.1968 | 0.1968 | 0.1968 | 0.1968 | 0.1968 | 0.1968 | 0.1968 | 0.1968 | 0.1968 | 0.1968 | 0.1968 | 0.1968 | 0.1968 | 0.1968 | 0.1968 | 0.1968 | 0.1968
| Unassigned Self-Build Solar | 0 | 0 | 0 | 0 | 0 | 0 | 1.18 | 1.18 | 1.18 | 1.18 | 1.18 | 1.18 | 1.18 | 1.18 | 1.18 | 1.18 | 1.18 | 1.18 | 1.18 | 1.18
System Sales |  | -51.62 | -51.59 | -50.04 | 2e-21 | 2e-21 | 2e-21 | 2e-21 | 2e-21 | 2e-21 | 2e-21 | 2e-21 | -41 | -41 | -41 | 2e-21 | 2e-21 | 2e-21 | 2e-21 | 2e-21 | 2e-21
| SYSTEM SALE | -51.62 | -51.59 | -50.04 | 2e-21 | 2e-21 | 2e-21 | 2e-21 | 2e-21 | 2e-21 | 2e-21 | 2e-21 | -41 | -41 | -41 | 2e-21 | 2e-21 | 2e-21 | 2e-21 | 2e-21 | 2e-21
Purchased Generating Capacity (MW) |  | 4534.7936 | 5158.7466 | 5237.0466 | 5320.7966 | 5576.4666 | 5905.2166 | 5905.2166 | 3886.4766 | 3923.9766 | 3906.3566 | 3940.2408 | 2660.9728 | 2062.8676 | 2022.8116 | 1680.5746 | 1680.5737 | 1320.5257 | 1300.5457 | 1297.8657 | 1295.2183
| 2019 IRP RENEWABLES - DG S2230 | 0.24 | 0.24 | 0.24 | 0.24 | 0.24 | 0.24 | 0.24 | 0.24 | 0.24 | 0.24 | 0.24 | 0.24 | 0.24 | 0.24 | 0.24 | 0.24 | 0.24 | 0.24 | 0.24 | 0.24
| 2019 IRP RENEWABLES - DG S2330 | 1.802 | 1.802 | 1.802 | 1.802 | 1.802 | 1.802 | 1.802 | 1.802 | 1.802 | 1.802 | 1.802 | 1.802 | 1.802 | 1.802 | 1.802 | 1.802 | 1.802 | 1.802 | 1.802 | 1.802
| 2019 IRP RENEWABLES - DG W2330 | 1.2173 | 1.2173 | 1.2173 | 1.2173 | 1.2173 | 1.2173 | 1.2173 | 1.2173 | 1.2173 | 1.2173 | 1.2173 | 1.2173 | 1.2173 | 1.2173 | 1.2173 | 1.2173 | 1.2173 | 1.2173 | 1.2173 | 1.2173
| 2019 IRP RENEWABLES - DG W2430 | 1.189 | 1.189 | 1.189 | 1.189 | 1.189 | 1.189 | 1.189 | 1.189 | 1.189 | 1.189 | 1.189 | 1.189 | 1.189 | 1.189 | 1.189 | 1.189 | 1.189 | 1.189 | 1.189 | 1.189
| 2022 IRP Biomass | 0 | 0 | 0 | 0 | 0 | 70 | 70 | 70 | 70 | 70 | 70 | 70 | 70 | 70 | 70 | 70 | 70 | 70 | 70 | 70
| 2022 IRP ESS RFP | 0 | 0 | 0 | 0 | 0 | 475 | 475 | 475 | 475 | 475 | 475 | 475 | 475 | 475 | 475 | 475 | 475 | 475 | 475 | 475
| 2022 IRP SOLAR D | 0 | 0 | 0 | 0 | 0 | 0 | 0 | 35 | 35 | 35 | 35 | 35 | 35 | 35 | 35 | 35 | 35 | 35 | 35 | 35
| 2022 IRP SOLAR DG RFP 1 | 0 | 9.652 | 9.652 | 9.652 | 9.652 | 9.652 | 9.652 | 9.652 | 9.652 | 9.652 | 9.652 | 9.652 | 9.652 | 9.652 | 9.652 | 9.652 | 9.652 | 9.652 | 9.652 | 9.652
| 2022 IRP SOLAR DG RFP 2 | 0 | 0 | 5 | 5 | 5 | 5 | 5 | 5 | 5 | 5 | 5 | 5 | 5 | 5 | 5 | 5 | 5 | 5 | 5 | 5
| 2022 IRP SOLAR E | 0 | 0 | 0 | 0 | 0 | 0 | 0 | 0 | 37.5 | 37.5 | 37.5 | 37.5 | 37.5 | 37.5 | 37.5 | 37.5 | 37.5 | 37.5 | 37.5 | 37.5
| 2022 IRP SOLAR F | 0 | 0 | 0 | 0 | 0 | 0 | 0 | 0 | 0 | 37.5 | 37.5 | 37.5 | 37.5 | 37.5 | 37.5 | 37.5 | 37.5 | 37.5 | 37.5 | 37.5
| 2022 IRP SOLAR G | 0 | 0 | 0 | 0 | 0 | 0 | 0 | 0 | 0 | 0 | 37.5 | 37.5 | 37.5 | 37.5 | 37.5 | 37.5 | 37.5 | 37.5 | 37.5 | 37.5
| 2022 IRP SOLAR H | 0 | 0 | 0 | 0 | 0 | 0 | 0 | 0 | 0 | 0 | 0 | 37.5 | 37.5 | 37.5 | 37.5 | 37.5 | 37.5 | 37.5 | 37.5 | 37.5
| 2022 IRP SOLAR US RFP 1 | 0 | 0 | 0 | 83.75 | 83.75 | 83.75 | 83.75 | 83.75 | 83.75 | 83.75 | 83.75 | 83.75 | 83.75 | 83.75 | 83.75 | 83.75 | 83.75 | 83.75 | 83.75 | 83.75
| 2022 IRP SOLAR US RFP 2 | 0 | 0 | 0 | 0 | 0 | 83.75 | 83.75 | 83.75 | 83.75 | 83.75 | 83.75 | 83.75 | 83.75 | 83.75 | 83.75 | 83.75 | 83.75 | 83.75 | 83.75 | 83.75
| 2022/2023 US - FLINT RIVER SOLAR | 0 | 10 | 10 | 10 | 10 | 10 | 10 | 10 | 10 | 10 | 10 | 10 | 10 | 10 | 10 | 10 | 10 | 10 | 10 | 10
| 2022/2023 US - TIMBERLAND SOLAR | 7 | 7 | 7 | 7 | 7 | 7 | 7 | 7 | 7 | 7 | 7 | 7 | 7 | 7 | 7 | 7 | 7 | 7 | 7 | 7
| 2022/2023 US - WADLEY SOLAR | 0 | 13 | 13 | 13 | 13 | 13 | 13 | 13 | 13 | 13 | 13 | 13 | 13 | 13 | 13 | 13 | 13 | 13 | 13 | 13
| 2022/2023 US - WASHINGTON COUNTY SOLAR | 0 | 7.5 | 7.5 | 7.5 | 7.5 | 7.5 | 7.5 | 7.5 | 7.5 | 7.5 | 7.5 | 7.5 | 7.5 | 7.5 | 7.5 | 7.5 | 7.5 | 7.5 | 7.5 | 7.5
| ADDISON 1 (WEST GA) | 177.34 | 177.34 | 177.34 | 177.34 | 177.34 | 177.34 | 177.34 | 0 | 0 | 0 | 0 | 0 | 0 | 0 | 0 | 0 | 0 | 0 | 0 | 0
| ADDISON 3 (WEST GA) | 174.7 | 174.7 | 174.7 | 174.7 | 174.7 | 174.7 | 174.7 | 0 | 0 | 0 | 0 | 0 | 0 | 0 | 0 | 0 | 0 | 0 | 0 | 0
| ALBANY RENEWABLE ENERGY | 49.5 | 49.5 | 49.5 | 49.5 | 49.5 | 49.5 | 49.5 | 49.5 | 49.5 | 49.5 | 49.5 | 49.5 | 49.5 | 49.5 | 0 | 0 | 0 | 0 | 0 | 0
| ASI CLASSIC 210 MW - DG S1320 | 0.156 | 0.156 | 0.156 | 0.156 | 0.156 | 0.156 | 0.156 | 0.156 | 0.156 | 0.156 | 0 | 0 | 0 | 0 | 0 | 0 | 0 | 0 | 0 | 0
| ASI CLASSIC 210 MW - DG S1420 | 1.858 | 1.858 | 1.858 | 1.858 | 1.858 | 1.858 | 1.858 | 1.858 | 1.858 | 1.858 | 1.858 | 0 | 0 | 0 | 0 | 0 | 0 | 0 | 0 | 0
| ASI CLASSIC 210 MW - DG S1520 | 5.73 | 5.73 | 5.73 | 5.73 | 5.73 | 5.73 | 5.73 | 5.73 | 5.73 | 5.73 | 5.73 | 5.73 | 0 | 0 | 0 | 0 | 0 | 0 | 0 | 0
| ASI CLASSIC 210 MW - DG S1620 | 0.482 | 0.482 | 0.482 | 0.482 | 0.482 | 0.482 | 0.482 | 0.482 | 0.482 | 0.482 | 0.482 | 0.482 | 0.482 | 0 | 0 | 0 | 0 | 0 | 0 | 0
| ASI CLASSIC 210 MW - DG W1420 | 3.426 | 3.426 | 3.426 | 3.426 | 3.426 | 3.426 | 3.426 | 3.426 | 3.426 | 3.426 | 0 | 0 | 0 | 0 | 0 | 0 | 0 | 0 | 0 | 0
| ASI CLASSIC 210 MW - DG W1520 | 3.71 | 3.71 | 3.71 | 3.71 | 3.71 | 3.71 | 3.71 | 3.71 | 3.71 | 3.71 | 3.71 | 0 | 0 | 0 | 0 | 0 | 0 | 0 | 0 | 0
| ASI CLASSIC 210 MW - DG W1620 | 0.2802 | 0.2802 | 0.2802 | 0.2802 | 0.2802 | 0.2802 | 0.2802 | 0.2802 | 0.2802 | 0.2802 | 0.2802 | 0.2802 | 0 | 0 | 0 | 0 | 0 | 0 | 0 | 0
| ASI CLASSIC 210 MW - US 1: DUBLIN SOLAR CENTER - DUBLIN | 1.02 | 1.02 | 1.02 | 1.02 | 1.02 | 1.02 | 1.02 | 1.02 | 1.02 | 1.02 | 1.02 | 1.02 | 0 | 0 | 0 | 0 | 0 | 0 | 0 | 0
| ASI CLASSIC 210 MW - US 1: RICHLAND SOLAR CENTER | 5 | 5 | 5 | 5 | 5 | 5 | 5 | 5 | 5 | 5 | 5 | 5 | 0 | 0 | 0 | 0 | 0 | 0 | 0 | 0
| ASI CLASSIC 210 MW - US 1: RINCON SOLAR CENTER | 4 | 4 | 4 | 4 | 4 | 4 | 4 | 4 | 4 | 4 | 4 | 4 | 4 | 0 | 0 | 0 | 0 | 0 | 0 | 0
| ASI CLASSIC 210 MW - US 2: BUTLER SOLAR FARM | 4 | 4 | 4 | 4 | 4 | 4 | 4 | 4 | 4 | 4 | 4 | 4 | 4 | 0 | 0 | 0 | 0 | 0 | 0 | 0
| ASI CLASSIC 210 MW - US 2: DECATUR COUNTY SOLAR PROJECT | 4.725 | 4.725 | 4.725 | 4.725 | 4.725 | 4.725 | 4.725 | 4.725 | 4.725 | 4.725 | 4.725 | 4.725 | 0 | 0 | 0 | 0 | 0 | 0 | 0 | 0
| ASI CLASSIC 210 MW - US 2: HECATE ENERGY - OLD MIDVILLE RD LLC | 5 | 5 | 5 | 5 | 5 | 5 | 5 | 5 | 5 | 5 | 5 | 5 | 5 | 0 | 0 | 0 | 0 | 0 | 0 | 0
| ASI CLASSIC 210 MW - US 2: SOLAR GLYNN | 3.536 | 3.536 | 3.536 | 3.536 | 3.536 | 3.536 | 3.536 | 3.536 | 3.536 | 3.536 | 3.536 | 3.536 | 3.536 | 0 | 0 | 0 | 0 | 0 | 0 | 0
| ASI PRIME 525 MW - DG S1625 | 0.04 | 0.04 | 0.04 | 0.04 | 0.04 | 0.04 | 0.04 | 0.04 | 0.04 | 0.04 | 0.04 | 0.04 | 0.04 | 0.04 | 0.04 | 0.04 | 0.04 | 0.04 | 0 | 0
| ASI PRIME 525 MW - DG S1635 | 0.064 | 0.064 | 0.064 | 0.064 | 0.064 | 0.064 | 0.064 | 0.064 | 0.064 | 0.064 | 0.064 | 0.064 | 0.064 | 0.064 | 0.064 | 0.064 | 0.064 | 0.064 | 0.064 | 0.064
| ASI PRIME 525 MW - DG S1725 | 0.8054 | 0.8054 | 0.8054 | 0.8054 | 0.8054 | 0.8054 | 0.8054 | 0.8054 | 0.8054 | 0.8054 | 0.8054 | 0.8054 | 0.8054 | 0.8054 | 0.8054 | 0.8054 | 0.8054 | 0.8054 | 0.8054 | 0
| ASI PRIME 525 MW - DG S1730 | 1.22 | 1.22 | 1.22 | 1.22 | 1.22 | 1.22 | 1.22 | 1.22 | 1.22 | 1.22 | 1.22 | 1.22 | 1.22 | 1.22 | 1.22 | 1.22 | 1.22 | 1.22 | 1.22 | 1.22
| ASI PRIME 525 MW - DG S1735 | 1.404 | 1.404 | 1.404 | 1.404 | 1.404 | 1.404 | 1.404 | 1.404 | 1.404 | 1.404 | 1.404 | 1.404 | 1.404 | 1.404 | 1.404 | 1.404 | 1.404 | 1.404 | 1.404 | 1.404
| ASI PRIME 525 MW - DG S1815 | 0.0338 | 0.0338 | 0.0338 | 0.0338 | 0.0338 | 0.0338 | 0.0338 | 0.0338 | 0.0338 | 0.0338 | 0 | 0 | 0 | 0 | 0 | 0 | 0 | 0 | 0 | 0
| ASI PRIME 525 MW - DG S1820 | 0.00094 | 0.00094 | 0.00094 | 0.00094 | 0.00094 | 0.00094 | 0.00094 | 0.00094 | 0.00094 | 0.00094 | 0.00094 | 0.00094 | 0.00094 | 0.00094 | 0.00094 | 0 | 0 | 0 | 0 | 0
| ASI PRIME 525 MW - DG S1825 | 0.06 | 0.06 | 0.06 | 0.06 | 0.06 | 0.06 | 0.06 | 0.06 | 0.06 | 0.06 | 0.06 | 0.06 | 0.06 | 0.06 | 0.06 | 0.06 | 0.06 | 0.06 | 0.06 | 0.06
| ASI PRIME 525 MW - DG S1835 | 0.012 | 0.012 | 0.012 | 0.012 | 0.012 | 0.012 | 0.012 | 0.012 | 0.012 | 0.012 | 0.012 | 0.012 | 0.012 | 0.012 | 0.012 | 0.012 | 0.012 | 0.012 | 0.012 | 0.012
| ASI PRIME 525 MW - DG W1725 | 2.64 | 2.64 | 2.64 | 2.64 | 2.64 | 2.64 | 2.64 | 2.64 | 2.64 | 2.64 | 2.64 | 2.64 | 2.64 | 2.64 | 2.64 | 2.64 | 2.64 | 2.64 | 0 | 0
| ASI PRIME 525 MW - DG W1730 | 1.21 | 1.21 | 1.21 | 1.21 | 1.21 | 1.21 | 1.21 | 1.21 | 1.21 | 1.21 | 1.21 | 1.21 | 1.21 | 1.21 | 1.21 | 1.21 | 1.21 | 1.21 | 1.21 | 1.21
| ASI PRIME 525 MW - DG W1735 | 0.376 | 0.376 | 0.376 | 0.376 | 0.376 | 0.376 | 0.376 | 0.376 | 0.376 | 0.376 | 0.376 | 0.376 | 0.376 | 0.376 | 0.376 | 0.376 | 0.376 | 0.376 | 0.376 | 0.376
| ASI PRIME 525 MW - DG W1815 | 0.12 | 0.12 | 0.12 | 0.12 | 0.12 | 0.12 | 0.12 | 0.12 | 0.12 | 0 | 0 | 0 | 0 | 0 | 0 | 0 | 0 | 0 | 0 | 0
| ASI PRIME 525 MW - DG W1820 | 0.07 | 0.07 | 0.07 | 0.07 | 0.07 | 0.07 | 0.07 | 0.07 | 0.07 | 0.07 | 0.07 | 0.07 | 0.07 | 0.07 | 0 | 0 | 0 | 0 | 0 | 0
| ASI PRIME 525 MW - DG W1825 | 1.842 | 1.842 | 1.842 | 1.842 | 1.842 | 1.842 | 1.842 | 1.842 | 1.842 | 1.842 | 1.842 | 1.842 | 1.842 | 1.842 | 1.842 | 1.842 | 1.842 | 1.842 | 1.842 | 0
| ASI PRIME 525 MW - DG W1830 | 4.544 | 4.544 | 4.544 | 4.544 | 4.544 | 4.544 | 4.544 | 4.544 | 4.544 | 4.544 | 4.544 | 4.544 | 4.544 | 4.544 | 4.544 | 4.544 | 4.544 | 4.544 | 4.544 | 4.544
| ASI PRIME 525 MW - DG W1835 | 1.258 | 1.258 | 1.258 | 1.258 | 1.258 | 1.258 | 1.258 | 1.258 | 1.258 | 1.258 | 1.258 | 1.258 | 1.258 | 1.258 | 1.258 | 1.258 | 1.258 | 1.258 | 1.258 | 1.258
| ASI PRIME 525 MW - US 1: BUTLER SOLAR | 25 | 25 | 25 | 25 | 25 | 25 | 25 | 25 | 25 | 25 | 25 | 25 | 25 | 25 | 25 | 25 | 25 | 25 | 25 | 25
| ASI PRIME 525 MW - US 1: DECATUR PARKWAY SOLAR PROJECT | 19.98 | 19.98 | 19.98 | 19.98 | 19.98 | 19.98 | 19.98 | 19.98 | 19.98 | 19.98 | 19.98 | 19.98 | 19.98 | 19.98 | 19.98 | 19.98 | 19.98 | 0 | 0 | 0
| ASI PRIME 525 MW - US 1: PAWPAW SOLAR | 7.5 | 7.5 | 7.5 | 7.5 | 7.5 | 7.5 | 7.5 | 7.5 | 7.5 | 7.5 | 7.5 | 7.5 | 7.5 | 7.5 | 7.5 | 7.5 | 7.5 | 7.5 | 7.5 | 7.5
| ASI PRIME 525 MW - US 2: LIVE OAK SOLAR | 10.2 | 10.2 | 10.2 | 10.2 | 10.2 | 10.2 | 10.2 | 10.2 | 10.2 | 10.2 | 10.2 | 10.2 | 10.2 | 10.2 | 10.2 | 10.2 | 10.2 | 10.2 | 10.2 | 10.2
| ASI PRIME 525 MW - US 2: WHITE OAK SOLAR | 15.3 | 15.3 | 15.3 | 15.3 | 15.3 | 15.3 | 15.3 | 15.3 | 15.3 | 15.3 | 15.3 | 15.3 | 15.3 | 15.3 | 15.3 | 15.3 | 15.3 | 15.3 | 15.3 | 15.3
| ASI PRIME 525 MW - US 2: WHITE PINE SOLAR | 20.25 | 20.25 | 20.25 | 20.25 | 20.25 | 20.25 | 20.25 | 20.25 | 20.25 | 20.25 | 20.25 | 20.25 | 20.25 | 20.25 | 20.25 | 20.25 | 20.25 | 20.25 | 20.25 | 20.25
| AXIUM US SOLAR HOLDINGS (SD&D) | 0.2 | 0.2 | 0.2 | 0.2 | 0 | 0 | 0 | 0 | 0 | 0 | 0 | 0 | 0 | 0 | 0 | 0 | 0 | 0 | 0 | 0
| BLUE CANYON | 82 | 82 | 82 | 82 | 82 | 82 | 82 | 82 | 82 | 82 | 82 | 82 | 0 | 0 | 0 | 0 | 0 | 0 | 0 | 0
| CCSP DG - ONLINE | 0 | 0 | 0 | 0 | 0 | 0 | 0 | 0 | 0 | 0 | 0 | 0 | 0 | 0 | 0 | 0 | 0 | 0 | 0 | 0
| CCSP DG - REMAINING | 0 | 0 | 0 | 0 | 0 | 0 | 0 | 0 | 0 | 0 | 0 | 0 | 0 | 0 | 0 | 0 | 0 | 0 | 0 | 0
| COCA-COLA | 6.3 | 6.3 | 6.3 | 6.3 | 6.3 | 6.3 | 6.3 | 6.3 | 6.3 | 6.3 | 6.3 | 6.3 | 0 | 0 | 0 | 0 | 0 | 0 | 0 | 0
| CONYERS RENEWABLE ENERGY | 3.077 | 3.077 | 3.077 | 3.077 | 3.077 | 3.077 | 3.077 | 3.077 | 3.077 | 3.077 | 3.077 | 3.077 | 3.077 | 3.077 | 0 | 0 | 0 | 0 | 0 | 0
| DAHLBERG 1 | 0 | 0 | 0 | 0 | 85.29 | 85.29 | 85.29 | 85.29 | 85.29 | 85.29 | 85.29 | 85.29 | 85.29 | 85.29 | 0 | 0 | 0 | 0 | 0 | 0
| DAHLBERG 10 | 89 | 89 | 86 | 86 | 86 | 86 | 86 | 86 | 86 | 86 | 86 | 86 | 0 | 0 | 0 | 0 | 0 | 0 | 0 | 0
| DAHLBERG 2 | 89 | 89 | 85.65 | 85.65 | 85.65 | 85.65 | 85.65 | 85.65 | 85.65 | 85.65 | 85.65 | 85.65 | 0 | 0 | 0 | 0 | 0 | 0 | 0 | 0
| DAHLBERG 3 | 0 | 0 | 0 | 0 | 85.29 | 85.29 | 85.29 | 85.29 | 85.29 | 85.29 | 85.29 | 85.29 | 85.29 | 85.29 | 0 | 0 | 0 | 0 | 0 | 0
| DAHLBERG 4 | 89 | 89 | 89 | 89 | 89 | 89 | 89 | 0 | 0 | 0 | 0 | 0 | 0 | 0 | 0 | 0 | 0 | 0 | 0 | 0
| DAHLBERG 5 | 0 | 0 | 0 | 0 | 85.29 | 85.29 | 85.29 | 85.29 | 85.29 | 85.29 | 85.29 | 85.29 | 85.29 | 85.29 | 0 | 0 | 0 | 0 | 0 | 0
| DAHLBERG 6 | 89 | 89 | 85.65 | 85.65 | 85.65 | 85.65 | 85.65 | 85.65 | 85.65 | 85.65 | 85.65 | 85.65 | 0 | 0 | 0 | 0 | 0 | 0 | 0 | 0
| DAHLBERG 8 | 89 | 89 | 86 | 86 | 86 | 86 | 86 | 86 | 86 | 86 | 86 | 86 | 0 | 0 | 0 | 0 | 0 | 0 | 0 | 0
| DAHLBERG 9 | 0 | 0 | 86 | 86 | 86 | 86 | 86 | 86 | 86 | 86 | 86 | 86 | 0 | 0 | 0 | 0 | 0 | 0 | 0 | 0
| EXELON HEARD 1 | 157.5 | 157.5 | 157.5 | 157.5 | 157.5 | 157.5 | 157.5 | 0 | 0 | 0 | 0 | 0 | 0 | 0 | 0 | 0 | 0 | 0 | 0 | 0
| EXELON HEARD 2 | 157.5 | 157.5 | 157.5 | 157.5 | 157.5 | 157.5 | 157.5 | 0 | 0 | 0 | 0 | 0 | 0 | 0 | 0 | 0 | 0 | 0 | 0 | 0
| EXELON HEARD 3 | 157.5 | 157.5 | 157.5 | 157.5 | 157.5 | 157.5 | 157.5 | 0 | 0 | 0 | 0 | 0 | 0 | 0 | 0 | 0 | 0 | 0 | 0 | 0
| EXELON HEARD 4 | 157.5 | 157.5 | 157.5 | 157.5 | 157.5 | 157.5 | 157.5 | 0 | 0 | 0 | 0 | 0 | 0 | 0 | 0 | 0 | 0 | 0 | 0 | 0
| EXELON HEARD 5 | 157.5 | 157.5 | 157.5 | 157.5 | 157.5 | 157.5 | 157.5 | 0 | 0 | 0 | 0 | 0 | 0 | 0 | 0 | 0 | 0 | 0 | 0 | 0
| EXELON HEARD 6 | 157.5 | 157.5 | 157.5 | 157.5 | 157.5 | 157.5 | 157.5 | 0 | 0 | 0 | 0 | 0 | 0 | 0 | 0 | 0 | 0 | 0 | 0 | 0
| GEORGIA RENEWABLE POWER FRANKLIN LLC | 58 | 58 | 58 | 58 | 58 | 58 | 58 | 58 | 58 | 58 | 58 | 58 | 58 | 58 | 58 | 58 | 58 | 58 | 58 | 58
| GEORGIA RENEWABLE POWER MADISON | 58 | 58 | 58 | 58 | 58 | 58 | 58 | 58 | 58 | 58 | 58 | 58 | 58 | 58 | 58 | 58 | 58 | 58 | 58 | 58
| GREEN POWER SOLUTIONS | 29 | 29 | 29 | 29 | 29 | 29 | 29 | 29 | 29 | 29 | 29 | 29 | 0 | 0 | 0 | 0 | 0 | 0 | 0 | 0
| HARRIS 1 | 667.7 | 667.7 | 667.7 | 667.7 | 667.7 | 667.7 | 667.7 | 0 | 0 | 0 | 0 | 0 | 0 | 0 | 0 | 0 | 0 | 0 | 0 | 0
| HARRIS 2 | 0 | 689.5 | 689.5 | 689.5 | 689.5 | 689.5 | 689.5 | 689.5 | 689.5 | 689.5 | 689.5 | 0 | 0 | 0 | 0 | 0 | 0 | 0 | 0 | 0
| INTERNATIONAL PAPER - FLINT RIVER | 24.75 | 24.75 | 24.75 | 24.75 | 24.75 | 24.75 | 24.75 | 24.75 | 24.75 | 24.75 | 24.75 | 24.75 | 0 | 0 | 0 | 0 | 0 | 0 | 0 | 0
| INTERNATIONAL PAPER - PORT WENTWORTH | 27.72 | 27.72 | 27.72 | 27.72 | 27.72 | 27.72 | 27.72 | 27.72 | 27.72 | 27.72 | 27.72 | 27.72 | 27.72 | 27.72 | 0 | 0 | 0 | 0 | 0 | 0
| LSS 50 MW - HSH PEMBROOKE | 0.2 | 0.2 | 0.2 | 0.2 | 0.2 | 0.2 | 0.2 | 0.2 | 0.2 | 0.2 | 0.2 | 0.2 | 0 | 0 | 0 | 0 | 0 | 0 | 0 | 0
| LSS 50 MW - SIMON SOLAR FARM | 6 | 6 | 6 | 6 | 6 | 6 | 6 | 6 | 6 | 6 | 6 | 6 | 0 | 0 | 0 | 0 | 0 | 0 | 0 | 0
| LSS 50 MW - SOLAR D&D CAMILLA | 3.2 | 3.2 | 3.2 | 3.2 | 3.2 | 3.2 | 3.2 | 3.2 | 3.2 | 3.2 | 3.2 | 3.2 | 0 | 0 | 0 | 0 | 0 | 0 | 0 | 0
| LSS 50 MW - SOLAR D&D CAMP (MERIWETHER COUNTY) | 0.6 | 0.6 | 0.6 | 0.6 | 0.6 | 0.6 | 0.6 | 0.6 | 0.6 | 0.6 | 0.6 | 0.6 | 0 | 0 | 0 | 0 | 0 | 0 | 0 | 0
| MAS GEORGIA LFG - OAK GROVE | 6.178 | 6.178 | 6.178 | 6.178 | 6.178 | 6.178 | 6.178 | 6.178 | 6.178 | 6.178 | 6.178 | 6.178 | 6.178 | 0 | 0 | 0 | 0 | 0 | 0 | 0
| MAS GEORGIA LFG - PINE RIDGE | 6.3 | 6.3 | 6.3 | 6.3 | 6.3 | 6.3 | 6.3 | 6.3 | 6.3 | 6.3 | 6.3 | 6.3 | 6.3 | 0 | 0 | 0 | 0 | 0 | 0 | 0
| MAS GEORGIA LFG - RICHLAND CREEK | 10.56 | 10.56 | 10.56 | 10.56 | 10.56 | 10.56 | 10.56 | 10.56 | 10.56 | 10.56 | 10.56 | 10.56 | 10.56 | 0 | 0 | 0 | 0 | 0 | 0 | 0
| MID-GEORGIA COGEN | 300 | 300 | 300 | 300 | 300 | 0 | 0 | 0 | 0 | 0 | 0 | 0 | 0 | 0 | 0 | 0 | 0 | 0 | 0 | 0
| MONROE POWER | 309.43 | 360 | 360 | 360 | 360 | 360 | 360 | 360 | 360 | 360 | 360 | 360 | 360 | 360 | 360 | 360 | 0 | 0 | 0 | 0
| PIEDMONT GREEN POWER | 55 | 55 | 55 | 55 | 55 | 55 | 55 | 55 | 55 | 0 | 0 | 0 | 0 | 0 | 0 | 0 | 0 | 0 | 0 | 0
| REDI 1400 MW - C&I: DOUGHERTY COUNTY SOLAR | 12 | 12 | 12 | 12 | 12 | 12 | 12 | 12 | 12 | 12 | 12 | 12 | 12 | 12 | 12 | 12 | 12 | 12 | 12 | 12
| REDI 1400 MW - C&I: TANGLEWOOD SOLAR | 5.75 | 5.75 | 5.75 | 5.75 | 5.75 | 5.75 | 5.75 | 5.75 | 5.75 | 5.75 | 5.75 | 5.75 | 5.75 | 5.75 | 5.75 | 5.75 | 5.75 | 5.75 | 5.75 | 5.75
| REDI 1400 MW - DG CS S1920 | 0.048 | 0.048 | 0.048 | 0.048 | 0.048 | 0.048 | 0.048 | 0.048 | 0.048 | 0.048 | 0.048 | 0.048 | 0.048 | 0.048 | 0.048 | 0.048 | 0 | 0 | 0 | 0
| REDI 1400 MW - DG CS S1925 | 0.274 | 0.274 | 0.274 | 0.274 | 0.274 | 0.274 | 0.274 | 0.274 | 0.274 | 0.274 | 0.274 | 0.274 | 0.274 | 0.274 | 0.274 | 0.274 | 0.274 | 0.274 | 0.274 | 0.274
| REDI 1400 MW - DG CS S1930 | 0.589 | 0.589 | 0.589 | 0.589 | 0.589 | 0.589 | 0.589 | 0.589 | 0.589 | 0.589 | 0.589 | 0.589 | 0.589 | 0.589 | 0.589 | 0.589 | 0.589 | 0.589 | 0.589 | 0.589
| REDI 1400 MW - DG CS S1935 | 1.404 | 1.404 | 1.404 | 1.404 | 1.404 | 1.404 | 1.404 | 1.404 | 1.404 | 1.404 | 1.404 | 1.404 | 1.404 | 1.404 | 1.404 | 1.404 | 1.404 | 1.404 | 1.404 | 1.404
| REDI 1400 MW - DG CS W1925 | 0.161 | 0.161 | 0.161 | 0.161 | 0.161 | 0.161 | 0.161 | 0.161 | 0.161 | 0.161 | 0.161 | 0.161 | 0.161 | 0.161 | 0.161 | 0.161 | 0.161 | 0.161 | 0.161 | 0.161
| REDI 1400 MW - DG CS W1930 | 0.06 | 0.06 | 0.06 | 0.06 | 0.06 | 0.06 | 0.06 | 0.06 | 0.06 | 0.06 | 0.06 | 0.06 | 0.06 | 0.06 | 0.06 | 0.06 | 0.06 | 0.06 | 0.06 | 0.06
| REDI 1400 MW - DG CS W1935 | 1.061 | 1.061 | 1.061 | 1.061 | 1.061 | 1.061 | 1.061 | 1.061 | 1.061 | 1.061 | 1.061 | 1.061 | 1.061 | 1.061 | 1.061 | 1.061 | 1.061 | 1.061 | 1.061 | 1.061
| REDI 1400 MW - DG S2030 | 0.1 | 0.1 | 0.1 | 0.1 | 0.1 | 0.1 | 0.1 | 0.1 | 0.1 | 0.1 | 0.1 | 0.1 | 0.1 | 0.1 | 0.1 | 0.1 | 0.1 | 0.1 | 0.1 | 0.1
| REDI 1400 MW - DG S2035 | 7.531 | 7.531 | 7.531 | 7.531 | 7.531 | 7.531 | 7.531 | 7.531 | 7.531 | 7.531 | 7.531 | 7.531 | 7.531 | 7.531 | 7.531 | 7.531 | 7.531 | 7.531 | 7.531 | 7.531
| REDI 1400 MW - DG W2030 | 0.25 | 0.25 | 0.25 | 0.25 | 0.25 | 0.25 | 0.25 | 0.25 | 0.25 | 0.25 | 0.25 | 0.25 | 0.25 | 0.25 | 0.25 | 0.25 | 0.25 | 0.25 | 0.25 | 0.25
| REDI 1400 MW - DG W2035 | 0.69 | 0.69 | 0.69 | 0.69 | 0.69 | 0.69 | 0.69 | 0.69 | 0.69 | 0.69 | 0.69 | 0.69 | 0.69 | 0.69 | 0.69 | 0.69 | 0.69 | 0.69 | 0.69 | 0.69
| REDI 1400 MW - US 1: QUITMAN SOLAR | 15 | 15 | 15 | 15 | 15 | 15 | 15 | 15 | 15 | 15 | 15 | 15 | 15 | 15 | 15 | 15 | 15 | 15 | 15 | 15
| REDI 1400 MW - US 1: SOUTHERN OAK SOLAR | 16 | 16 | 16 | 16 | 16 | 16 | 16 | 16 | 16 | 16 | 16 | 16 | 16 | 16 | 16 | 16 | 16 | 16 | 16 | 16
| REDI 1400 MW - US 1: TWIGGS COUNTY SOLAR | 20 | 20 | 20 | 20 | 20 | 20 | 20 | 20 | 20 | 20 | 20 | 20 | 20 | 20 | 20 | 20 | 20 | 20 | 20 | 20
| REDI 1400 MW - US 2: COOL SPRINGS | 21.3 | 21.3 | 21.3 | 21.3 | 21.3 | 21.3 | 21.3 | 21.3 | 21.3 | 21.3 | 21.3 | 21.3 | 21.3 | 21.3 | 21.3 | 21.3 | 21.3 | 21.3 | 21.3 | 21.3
| REDI 1400 MW - US 2: HICKORY PARK | 19.55 | 19.55 | 19.55 | 19.55 | 19.55 | 19.55 | 19.55 | 19.55 | 19.55 | 19.55 | 19.55 | 19.55 | 19.55 | 19.55 | 19.55 | 19.55 | 19.55 | 19.55 | 19.55 | 19.55
| REDI 1400 MW - US 2: QUITMAN II | 15 | 15 | 15 | 15 | 15 | 15 | 15 | 15 | 15 | 15 | 15 | 15 | 15 | 15 | 15 | 15 | 15 | 15 | 15 | 15
| REDI CS2 | 0 | 0 | 0 | 0 | 0 | 0 | 0 | 0 | 0 | 0 | 0 | 0 | 0 | 0 | 0 | 0 | 0 | 0 | 0 | 0
| SUPERIOR - WASTE MANAGEMENT | 6 | 6 | 6 | 6 | 6 | 6 | 6 | 6 | 6 | 6 | 6 | 6 | 6 | 6 | 0 | 0 | 0 | 0 | 0 | 0
| WALTON COUNTY | 465.2 | 0 | 0 | 0 | 0 | 0 | 0 | 0 | 0 | 0 | 0 | 0 | 0 | 0 | 0 | 0 | 0 | 0 | 0 | 0
| WANSLEY 6 | 0 | 0 | 0 | 0 | 0 | 0 | 0 | 0 | 0 | 0 | 0 | 0 | 0 | 0 | 0 | 0 | 0 | 0 | 0 | 0
| WANSLEY 7 | 0 | 621.7 | 621.7 | 621.7 | 621.7 | 621.7 | 621.7 | 621.7 | 621.7 | 621.7 | 621.7 | 0 | 0 | 0 | 0 | 0 | 0 | 0 | 0 | 0
| WASHINGTON COUNTY | 312.769 | 0 | 0 | 0 | 0 | 0 | 0 | 0 | 0 | 0 | 0 | 0 | 0 | 0 | 0 | 0 | 0 | 0 | 0 | 0
Dispatchable DSOs (MW) |  | 675.244 | 695.7018 | 716.1241 | 758.0965 | 804.7672 | 750.3179 | 751.8603 | 750.0673 | 749.0536 | 749.0536 | 749.0536 | 749.0536 | 749.0536 | 749.0536 | 749.0536 | 749.0536 | 749.0536 | 749.0536 | 749.0536 | 749.0536
| CVR Level 1 | 310.1678 | 310.1678 | 310.1678 | 310.1678 | 310.1678 | 310.1678 | 310.1678 | 310.1678 | 310.1678 | 310.1678 | 310.1678 | 310.1678 | 310.1678 | 310.1678 | 310.1678 | 310.1678 | 310.1678 | 310.1678 | 310.1678 | 310.1678
| CVR Level 2 | 155.0839 | 155.0839 | 155.0839 | 155.0839 | 155.0839 | 155.0839 | 155.0839 | 155.0839 | 155.0839 | 155.0839 | 155.0839 | 155.0839 | 155.0839 | 155.0839 | 155.0839 | 155.0839 | 155.0839 | 155.0839 | 155.0839 | 155.0839
| DER Customer Program | 0 | 21 | 47 | 89 | 148 | 148 | 148 | 148 | 148 | 148 | 148 | 148 | 148 | 148 | 148 | 148 | 148 | 148 | 148 | 148
| DPEC | 79.938 | 79.938 | 79.938 | 79.938 | 79.938 | 79.938 | 79.938 | 79.938 | 79.938 | 79.938 | 79.938 | 79.938 | 79.938 | 79.938 | 79.938 | 79.938 | 79.938 | 79.938 | 79.938 | 79.938
| RTPeDA | 46.335 | 45.8828 | 43.5686 | 43.5165 | 38.5738 | 17.8079 | 18.246 | 16.9215 | 16.1008 | 16.1008 | 16.1008 | 16.1008 | 16.1008 | 16.1008 | 16.1008 | 16.1008 | 16.1008 | 16.1008 | 16.1008 | 16.1008
| RTPeHA | 68.9193 | 68.8293 | 65.5657 | 65.5903 | 58.2037 | 24.5203 | 25.6246 | 25.1561 | 24.9631 | 24.9631 | 24.9631 | 24.9631 | 24.9631 | 24.9631 | 24.9631 | 24.9631 | 24.9631 | 24.9631 | 24.9631 | 24.9631
| Temp Check | 14.8 | 14.8 | 14.8 | 14.8 | 14.8 | 14.8 | 14.8 | 14.8 | 14.8 | 14.8 | 14.8 | 14.8 | 14.8 | 14.8 | 14.8 | 14.8 | 14.8 | 14.8 | 14.8 | 14.8
Energy Storage |  | 0 | 0 | 0 | 313.5 | 313.5 | 313.5 | 313.5 | 313.5 | 313.5 | 313.5 | 313.5 | 313.5 | 313.5 | 313.5 | 313.5 | 313.5 | 313.5 | 313.5 | 313.5 | 313.5
| 2019 IRP BESS DEMO | 0 | 0 | 0 | 0 | 0 | 0 | 0 | 0 | 0 | 0 | 0 | 0 | 0 | 0 | 0 | 0 | 0 | 0 | 0 | 0
| 2022 IRP MCGRAU FORD 2 HR BATTERY | 0 | 0 | 0 | 251.75 | 251.75 | 251.75 | 251.75 | 251.75 | 251.75 | 251.75 | 251.75 | 251.75 | 251.75 | 251.75 | 251.75 | 251.75 | 251.75 | 251.75 | 251.75 | 251.75
| MOSSY BRANCH | 0 | 0 | 0 | 61.75 | 61.75 | 61.75 | 61.75 | 61.75 | 61.75 | 61.75 | 61.75 | 61.75 | 61.75 | 61.75 | 61.75 | 61.75 | 61.75 | 61.75 | 61.75 | 61.75

## Summer
Georgia Power Territorial Base Case Load vs. Existing Capability MG0 (Summer)
| Year | 2024 | 2025 | 2026 | 2027 | 2028 | 2029 | 2030 | 2031 | 2032 | 2033 | 2034 | 2035 | 2036 | 2037 | 2038 | 2039 | 2040 | 2041 | 2042 | 2043
| Peak Demand (MW), (A) | 16757.3509 | 17382.5538 | 18803.7392 | 20633.4906 | 21561.3308 | 22445.2815 | 23304.6024 | 23921.2433 | 24236.049 | 24497.4881 | 24716.8422 | 24878.5689 | 25052.1438 | 25298.609 | 25531.8876 | 25762.6883 | 25984.0194 | 26377.6601 | 26743.444 | 27122.4338
| Owned Generating Capacity (MW), (B) | 14585.2855 | 14608.3015 | 14672.7525 | 15002.7525 | 15002.7525 | 14037.6115 | 14043.5115 | 14043.5115 | 14043.5115 | 14043.5115 | 14043.5115 | 13395.0805 | 10050.6005 | 10050.6005 | 10050.6005 | 10050.6005 | 10050.6005 | 10050.6005 | 10050.6005 | 10050.6005
| Purchased Generating Capacity (MW), (C) | 4499.3078 | 6509.8268 | 6554.8268 | 7308.0268 | 7306.0268 | 8559.7768 | 6603.6618 | 6918.6618 | 7256.1618 | 7537.8098 | 7860.7788 | 6450.1168 | 6321.9578 | 6192.1368 | 5963.8867 | 5963.5747 | 5654.5747 | 5602.5167 | 5593.0418 | 5587.7783
| Dispatchable DSOs (MW), (D) | 786.3766 | 822.9669 | 852.1193 | 899.8889 | 925.1505 | 802.5833 | 805.8191 | 805.019 | 801.5528 | 801.5528 | 801.5528 | 801.5528 | 801.5528 | 801.5528 | 801.5528 | 801.5528 | 801.5528 | 801.5528 | 801.5528 | 801.5528
| Total Capacity (MW) | 19870.9699 | 21941.0951 | 22079.6986 | 23210.6681 | 23233.9297 | 23399.9716 | 21452.9923 | 21767.1923 | 22101.226 | 22382.8741 | 22705.8431 | 20646.7501 | 17174.111 | 17044.29 | 16816.04 | 16815.728 | 16506.728 | 16454.67 | 16445.1951 | 16439.9316
| Capacity Required to Meet GPC Target (MW) (E) | -623.322 | -1975.3333 | -481.5501 | 599.6464 | 1647.0795 | 2501.0852 | 5439.6903 | 5837.072 | 5866.3128 | 5886.3562 | 5816.5141 | 8062.2338 | 11735.1723 | 12149.4053 | 12646.8506 | 12913.4984 | 13477.9066 | 13984.212 | 14415.7884 | 14858.3927
| GPC Reserve Margin (%) | 18.58% | 26.22% | 17.42% | 12.49% | 7.757% | 4.253% | -7.945% | -9.005% | -8.808% | -8.632% | -8.136% | -17.01% | -31.45% | -32.63% | -34.14% | -34.73% | -36.47% | -37.62% | -38.51% | -39.39%
|  | Notes | (A) Territorial Load requirements less non-dispatchable DSOs
(B) Assumes in-service dates of 7/31/2023 and 4/1/2024, respectively, for Plant Vogtle Units 3 & 4
(C) Includes territorial and imported power purchases.
(D) Values stated in combustion turbine equivalence terms
(E) Does not consider planning reserve sharing. Reflects GPC's Target Reserve Margin resulting from a System Target Reserve Margin of 15.75% (2024-2026) and 16.25% (2027 and beyond).
Existing Capability
|  | 2024 | 2025 | 2026 | 2027 | 2028 | 2029 | 2030 | 2031 | 2032 | 2033 | 2034 | 2035 | 2036 | 2037 | 2038 | 2039 | 2040 | 2041 | 2042 | 2043
Owned Generating Capacity (MW) |  | 14585.2855 | 14608.3015 | 14672.7525 | 15002.7525 | 15002.7525 | 14037.6115 | 14043.5115 | 14043.5115 | 14043.5115 | 14043.5115 | 14043.5115 | 13395.0805 | 10050.6005 | 10050.6005 | 10050.6005 | 10050.6005 | 10050.6005 | 10050.6005 | 10050.6005 | 10050.6005
Nuclear |  | 2977.5944 | 2977.5944 | 2977.5944 | 2977.5944 | 2977.5944 | 2977.5944 | 2977.5944 | 2977.5944 | 2977.5944 | 2977.5944 | 2977.5944 | 2977.5944 | 2977.5944 | 2977.5944 | 2977.5944 | 2977.5944 | 2977.5944 | 2977.5944 | 2977.5944 | 2977.5944
| HATCH 1 | 438.876 | 438.876 | 438.876 | 438.876 | 438.876 | 438.876 | 438.876 | 438.876 | 438.876 | 438.876 | 438.876 | 438.876 | 438.876 | 438.876 | 438.876 | 438.876 | 438.876 | 438.876 | 438.876 | 438.876
| HATCH 2 | 442.383 | 442.383 | 442.383 | 442.383 | 442.383 | 442.383 | 442.383 | 442.383 | 442.383 | 442.383 | 442.383 | 442.383 | 442.383 | 442.383 | 442.383 | 442.383 | 442.383 | 442.383 | 442.383 | 442.383
| VOGTLE 1 | 538.6013 | 538.6013 | 538.6013 | 538.6013 | 538.6013 | 538.6013 | 538.6013 | 538.6013 | 538.6013 | 538.6013 | 538.6013 | 538.6013 | 538.6013 | 538.6013 | 538.6013 | 538.6013 | 538.6013 | 538.6013 | 538.6013 | 538.6013
| VOGTLE 2 | 539.538 | 539.538 | 539.538 | 539.538 | 539.538 | 539.538 | 539.538 | 539.538 | 539.538 | 539.538 | 539.538 | 539.538 | 539.538 | 539.538 | 539.538 | 539.538 | 539.538 | 539.538 | 539.538 | 539.538
| VOGTLE 3 | 509.098 | 509.098 | 509.098 | 509.098 | 509.098 | 509.098 | 509.098 | 509.098 | 509.098 | 509.098 | 509.098 | 509.098 | 509.098 | 509.098 | 509.098 | 509.098 | 509.098 | 509.098 | 509.098 | 509.098
| VOGTLE 4 | 509.098 | 509.098 | 509.098 | 509.098 | 509.098 | 509.098 | 509.098 | 509.098 | 509.098 | 509.098 | 509.098 | 509.098 | 509.098 | 509.098 | 509.098 | 509.098 | 509.098 | 509.098 | 509.098 | 509.098
Coal |  | 3848.153 | 3848.153 | 3848.153 | 3848.153 | 3848.153 | 3344.48 | 3344.48 | 3344.48 | 3344.48 | 3344.48 | 3344.48 | 3344.48 | 0 | 0 | 0 | 0 | 0 | 0 | 0 | 0
| BOWEN 1 | 714 | 714 | 714 | 714 | 714 | 714 | 714 | 714 | 714 | 714 | 714 | 714 | 0 | 0 | 0 | 0 | 0 | 0 | 0 | 0
| BOWEN 2 | 718 | 718 | 718 | 718 | 718 | 718 | 718 | 718 | 718 | 718 | 718 | 718 | 0 | 0 | 0 | 0 | 0 | 0 | 0 | 0
| BOWEN 3 | 883 | 883 | 883 | 883 | 883 | 883 | 883 | 883 | 883 | 883 | 883 | 883 | 0 | 0 | 0 | 0 | 0 | 0 | 0 | 0
| BOWEN 4 | 885 | 885 | 885 | 885 | 885 | 885 | 885 | 885 | 885 | 885 | 885 | 885 | 0 | 0 | 0 | 0 | 0 | 0 | 0 | 0
| SCHERER 1 | 72.24 | 72.24 | 72.24 | 72.24 | 72.24 | 72.24 | 72.24 | 72.24 | 72.24 | 72.24 | 72.24 | 72.24 | 0 | 0 | 0 | 0 | 0 | 0 | 0 | 0
| SCHERER 2 | 72.24 | 72.24 | 72.24 | 72.24 | 72.24 | 72.24 | 72.24 | 72.24 | 72.24 | 72.24 | 72.24 | 72.24 | 0 | 0 | 0 | 0 | 0 | 0 | 0 | 0
| SCHERER 3 | 503.673 | 503.673 | 503.673 | 503.673 | 503.673 | 0 | 0 | 0 | 0 | 0 | 0 | 0 | 0 | 0 | 0 | 0 | 0 | 0 | 0 | 0
| WANSLEY 1 | 0 | 0 | 0 | 0 | 0 | 0 | 0 | 0 | 0 | 0 | 0 | 0 | 0 | 0 | 0 | 0 | 0 | 0 | 0 | 0
| WANSLEY 2 | 0 | 0 | 0 | 0 | 0 | 0 | 0 | 0 | 0 | 0 | 0 | 0 | 0 | 0 | 0 | 0 | 0 | 0 | 0 | 0
Combined Cycle |  | 3869.2 | 3898.2 | 3898.2 | 3898.2 | 3898.2 | 3898.2 | 3898.2 | 3898.2 | 3898.2 | 3898.2 | 3898.2 | 3898.2 | 3898.2 | 3898.2 | 3898.2 | 3898.2 | 3898.2 | 3898.2 | 3898.2 | 3898.2
| MCDONOUGH 4 | 864 | 864 | 864 | 864 | 864 | 864 | 864 | 864 | 864 | 864 | 864 | 864 | 864 | 864 | 864 | 864 | 864 | 864 | 864 | 864
| MCDONOUGH 5 | 854 | 854 | 854 | 854 | 854 | 854 | 854 | 854 | 854 | 854 | 854 | 854 | 854 | 854 | 854 | 854 | 854 | 854 | 854 | 854
| MCDONOUGH 6 | 811 | 840 | 840 | 840 | 840 | 840 | 840 | 840 | 840 | 840 | 840 | 840 | 840 | 840 | 840 | 840 | 840 | 840 | 840 | 840
| MCINTOSH 10 | 670.1 | 670.1 | 670.1 | 670.1 | 670.1 | 670.1 | 670.1 | 670.1 | 670.1 | 670.1 | 670.1 | 670.1 | 670.1 | 670.1 | 670.1 | 670.1 | 670.1 | 670.1 | 670.1 | 670.1
| MCINTOSH 11 | 670.1 | 670.1 | 670.1 | 670.1 | 670.1 | 670.1 | 670.1 | 670.1 | 670.1 | 670.1 | 670.1 | 670.1 | 670.1 | 670.1 | 670.1 | 670.1 | 670.1 | 670.1 | 670.1 | 670.1
Oil/Gas Steam |  | 1108.107 | 1108.107 | 1108.107 | 1108.107 | 1108.107 | 648.431 | 648.431 | 648.431 | 648.431 | 648.431 | 648.431 | 0 | 0 | 0 | 0 | 0 | 0 | 0 | 0 | 0
| GASTON 1 GAS | 127 | 127 | 127 | 127 | 127 | 0 | 0 | 0 | 0 | 0 | 0 | 0 | 0 | 0 | 0 | 0 | 0 | 0 | 0 | 0
| GASTON 2 GAS | 128 | 128 | 128 | 128 | 128 | 0 | 0 | 0 | 0 | 0 | 0 | 0 | 0 | 0 | 0 | 0 | 0 | 0 | 0 | 0
| GASTON 3 GAS | 102.027 | 102.027 | 102.027 | 102.027 | 102.027 | 0 | 0 | 0 | 0 | 0 | 0 | 0 | 0 | 0 | 0 | 0 | 0 | 0 | 0 | 0
| GASTON 4 GAS | 102.649 | 102.649 | 102.649 | 102.649 | 102.649 | 0 | 0 | 0 | 0 | 0 | 0 | 0 | 0 | 0 | 0 | 0 | 0 | 0 | 0 | 0
| YATES 6 GAS | 322.749 | 322.749 | 322.749 | 322.749 | 322.749 | 322.749 | 322.749 | 322.749 | 322.749 | 322.749 | 322.749 | 0 | 0 | 0 | 0 | 0 | 0 | 0 | 0 | 0
| YATES 7 GAS | 325.682 | 325.682 | 325.682 | 325.682 | 325.682 | 325.682 | 325.682 | 325.682 | 325.682 | 325.682 | 325.682 | 0 | 0 | 0 | 0 | 0 | 0 | 0 | 0 | 0
Combustion Turbine |  | 1524.377 | 1524.377 | 1524.377 | 1524.377 | 1524.377 | 1516.675 | 1516.675 | 1516.675 | 1516.675 | 1516.675 | 1516.675 | 1516.675 | 1516.675 | 1516.675 | 1516.675 | 1516.675 | 1516.675 | 1516.675 | 1516.675 | 1516.675
| BOULEVARD 1 | 0 | 0 | 0 | 0 | 0 | 0 | 0 | 0 | 0 | 0 | 0 | 0 | 0 | 0 | 0 | 0 | 0 | 0 | 0 | 0
| GASTON A | 7.702 | 7.702 | 7.702 | 7.702 | 7.702 | 0 | 0 | 0 | 0 | 0 | 0 | 0 | 0 | 0 | 0 | 0 | 0 | 0 | 0 | 0
| MCDONOUGH 3A | 0 | 0 | 0 | 0 | 0 | 0 | 0 | 0 | 0 | 0 | 0 | 0 | 0 | 0 | 0 | 0 | 0 | 0 | 0 | 0
| MCDONOUGH 3B | 0 | 0 | 0 | 0 | 0 | 0 | 0 | 0 | 0 | 0 | 0 | 0 | 0 | 0 | 0 | 0 | 0 | 0 | 0 | 0
| MCINTOSH 1A | 82.2 | 82.2 | 82.2 | 82.2 | 82.2 | 82.2 | 82.2 | 82.2 | 82.2 | 82.2 | 82.2 | 82.2 | 82.2 | 82.2 | 82.2 | 82.2 | 82.2 | 82.2 | 82.2 | 82.2
| MCINTOSH 2A | 82.2 | 82.2 | 82.2 | 82.2 | 82.2 | 82.2 | 82.2 | 82.2 | 82.2 | 82.2 | 82.2 | 82.2 | 82.2 | 82.2 | 82.2 | 82.2 | 82.2 | 82.2 | 82.2 | 82.2
| MCINTOSH 3A | 82.2 | 82.2 | 82.2 | 82.2 | 82.2 | 82.2 | 82.2 | 82.2 | 82.2 | 82.2 | 82.2 | 82.2 | 82.2 | 82.2 | 82.2 | 82.2 | 82.2 | 82.2 | 82.2 | 82.2
| MCINTOSH 4A | 82.2 | 82.2 | 82.2 | 82.2 | 82.2 | 82.2 | 82.2 | 82.2 | 82.2 | 82.2 | 82.2 | 82.2 | 82.2 | 82.2 | 82.2 | 82.2 | 82.2 | 82.2 | 82.2 | 82.2
| MCINTOSH 5A | 82.2 | 82.2 | 82.2 | 82.2 | 82.2 | 82.2 | 82.2 | 82.2 | 82.2 | 82.2 | 82.2 | 82.2 | 82.2 | 82.2 | 82.2 | 82.2 | 82.2 | 82.2 | 82.2 | 82.2
| MCINTOSH 6A | 82.2 | 82.2 | 82.2 | 82.2 | 82.2 | 82.2 | 82.2 | 82.2 | 82.2 | 82.2 | 82.2 | 82.2 | 82.2 | 82.2 | 82.2 | 82.2 | 82.2 | 82.2 | 82.2 | 82.2
| MCINTOSH 7A | 82.2 | 82.2 | 82.2 | 82.2 | 82.2 | 82.2 | 82.2 | 82.2 | 82.2 | 82.2 | 82.2 | 82.2 | 82.2 | 82.2 | 82.2 | 82.2 | 82.2 | 82.2 | 82.2 | 82.2
| MCINTOSH 8A | 82.2 | 82.2 | 82.2 | 82.2 | 82.2 | 82.2 | 82.2 | 82.2 | 82.2 | 82.2 | 82.2 | 82.2 | 82.2 | 82.2 | 82.2 | 82.2 | 82.2 | 82.2 | 82.2 | 82.2
| MCMANUS 3A | 44.428 | 44.428 | 44.428 | 44.428 | 44.428 | 44.428 | 44.428 | 44.428 | 44.428 | 44.428 | 44.428 | 44.428 | 44.428 | 44.428 | 44.428 | 44.428 | 44.428 | 44.428 | 44.428 | 44.428
| MCMANUS 3B | 44.428 | 44.428 | 44.428 | 44.428 | 44.428 | 44.428 | 44.428 | 44.428 | 44.428 | 44.428 | 44.428 | 44.428 | 44.428 | 44.428 | 44.428 | 44.428 | 44.428 | 44.428 | 44.428 | 44.428
| MCMANUS 3C | 44.428 | 44.428 | 44.428 | 44.428 | 44.428 | 44.428 | 44.428 | 44.428 | 44.428 | 44.428 | 44.428 | 44.428 | 44.428 | 44.428 | 44.428 | 44.428 | 44.428 | 44.428 | 44.428 | 44.428
| MCMANUS 4A | 44.391 | 44.391 | 44.391 | 44.391 | 44.391 | 44.391 | 44.391 | 44.391 | 44.391 | 44.391 | 44.391 | 44.391 | 44.391 | 44.391 | 44.391 | 44.391 | 44.391 | 44.391 | 44.391 | 44.391
| MCMANUS 4B | 44.391 | 44.391 | 44.391 | 44.391 | 44.391 | 44.391 | 44.391 | 44.391 | 44.391 | 44.391 | 44.391 | 44.391 | 44.391 | 44.391 | 44.391 | 44.391 | 44.391 | 44.391 | 44.391 | 44.391
| MCMANUS 4C | 44.391 | 44.391 | 44.391 | 44.391 | 44.391 | 44.391 | 44.391 | 44.391 | 44.391 | 44.391 | 44.391 | 44.391 | 44.391 | 44.391 | 44.391 | 44.391 | 44.391 | 44.391 | 44.391 | 44.391
| MCMANUS 4D | 44.391 | 44.391 | 44.391 | 44.391 | 44.391 | 44.391 | 44.391 | 44.391 | 44.391 | 44.391 | 44.391 | 44.391 | 44.391 | 44.391 | 44.391 | 44.391 | 44.391 | 44.391 | 44.391 | 44.391
| MCMANUS 4E | 44.391 | 44.391 | 44.391 | 44.391 | 44.391 | 44.391 | 44.391 | 44.391 | 44.391 | 44.391 | 44.391 | 44.391 | 44.391 | 44.391 | 44.391 | 44.391 | 44.391 | 44.391 | 44.391 | 44.391
| MCMANUS 4F | 44.391 | 44.391 | 44.391 | 44.391 | 44.391 | 44.391 | 44.391 | 44.391 | 44.391 | 44.391 | 44.391 | 44.391 | 44.391 | 44.391 | 44.391 | 44.391 | 44.391 | 44.391 | 44.391 | 44.391
| MCMANUS DIESEL | 0 | 0 | 0 | 0 | 0 | 0 | 0 | 0 | 0 | 0 | 0 | 0 | 0 | 0 | 0 | 0 | 0 | 0 | 0 | 0
| WANSLEY 5A | 0 | 0 | 0 | 0 | 0 | 0 | 0 | 0 | 0 | 0 | 0 | 0 | 0 | 0 | 0 | 0 | 0 | 0 | 0 | 0
| WARNER ROBINS 1 | 80 | 80 | 80 | 80 | 80 | 80 | 80 | 80 | 80 | 80 | 80 | 80 | 80 | 80 | 80 | 80 | 80 | 80 | 80 | 80
| WARNER ROBINS 2 | 80 | 80 | 80 | 80 | 80 | 80 | 80 | 80 | 80 | 80 | 80 | 80 | 80 | 80 | 80 | 80 | 80 | 80 | 80 | 80
| WILSON 1A | 54.533 | 54.533 | 54.533 | 54.533 | 54.533 | 54.533 | 54.533 | 54.533 | 54.533 | 54.533 | 54.533 | 54.533 | 54.533 | 54.533 | 54.533 | 54.533 | 54.533 | 54.533 | 54.533 | 54.533
| WILSON 1B | 53.996 | 53.996 | 53.996 | 53.996 | 53.996 | 53.996 | 53.996 | 53.996 | 53.996 | 53.996 | 53.996 | 53.996 | 53.996 | 53.996 | 53.996 | 53.996 | 53.996 | 53.996 | 53.996 | 53.996
| WILSON 1C | 47.247 | 47.247 | 47.247 | 47.247 | 47.247 | 47.247 | 47.247 | 47.247 | 47.247 | 47.247 | 47.247 | 47.247 | 47.247 | 47.247 | 47.247 | 47.247 | 47.247 | 47.247 | 47.247 | 47.247
| WILSON 1D | 39.533 | 39.533 | 39.533 | 39.533 | 39.533 | 39.533 | 39.533 | 39.533 | 39.533 | 39.533 | 39.533 | 39.533 | 39.533 | 39.533 | 39.533 | 39.533 | 39.533 | 39.533 | 39.533 | 39.533
| WILSON 1E | 52.068 | 52.068 | 52.068 | 52.068 | 52.068 | 52.068 | 52.068 | 52.068 | 52.068 | 52.068 | 52.068 | 52.068 | 52.068 | 52.068 | 52.068 | 52.068 | 52.068 | 52.068 | 52.068 | 52.068
| WILSON 1F | 52.068 | 52.068 | 52.068 | 52.068 | 52.068 | 52.068 | 52.068 | 52.068 | 52.068 | 52.068 | 52.068 | 52.068 | 52.068 | 52.068 | 52.068 | 52.068 | 52.068 | 52.068 | 52.068 | 52.068
| WILSON DIESEL | 0 | 0 | 0 | 0 | 0 | 0 | 0 | 0 | 0 | 0 | 0 | 0 | 0 | 0 | 0 | 0 | 0 | 0 | 0 | 0
Pump Storage |  | 403.2219 | 403.2219 | 403.2219 | 403.2219 | 403.2219 | 403.2219 | 403.2219 | 403.2219 | 403.2219 | 403.2219 | 403.2219 | 403.2219 | 403.2219 | 403.2219 | 403.2219 | 403.2219 | 403.2219 | 403.2219 | 403.2219 | 403.2219
| ROCKY MTN 1 PS | 63.3806 | 63.3806 | 63.3806 | 63.3806 | 63.3806 | 63.3806 | 63.3806 | 63.3806 | 63.3806 | 63.3806 | 63.3806 | 63.3806 | 63.3806 | 63.3806 | 63.3806 | 63.3806 | 63.3806 | 63.3806 | 63.3806 | 63.3806
| ROCKY MTN 2 PS | 63.3806 | 63.3806 | 63.3806 | 63.3806 | 63.3806 | 63.3806 | 63.3806 | 63.3806 | 63.3806 | 63.3806 | 63.3806 | 63.3806 | 63.3806 | 63.3806 | 63.3806 | 63.3806 | 63.3806 | 63.3806 | 63.3806 | 63.3806
| ROCKY MTN 3 PS | 63.3806 | 63.3806 | 63.3806 | 63.3806 | 63.3806 | 63.3806 | 63.3806 | 63.3806 | 63.3806 | 63.3806 | 63.3806 | 63.3806 | 63.3806 | 63.3806 | 63.3806 | 63.3806 | 63.3806 | 63.3806 | 63.3806 | 63.3806
| WALLACE DAM 1 PS | 53.27 | 53.27 | 53.27 | 53.27 | 53.27 | 53.27 | 53.27 | 53.27 | 53.27 | 53.27 | 53.27 | 53.27 | 53.27 | 53.27 | 53.27 | 53.27 | 53.27 | 53.27 | 53.27 | 53.27
| WALLACE DAM 2 PS | 53.27 | 53.27 | 53.27 | 53.27 | 53.27 | 53.27 | 53.27 | 53.27 | 53.27 | 53.27 | 53.27 | 53.27 | 53.27 | 53.27 | 53.27 | 53.27 | 53.27 | 53.27 | 53.27 | 53.27
| WALLACE DAM 5 PS | 53.27 | 53.27 | 53.27 | 53.27 | 53.27 | 53.27 | 53.27 | 53.27 | 53.27 | 53.27 | 53.27 | 53.27 | 53.27 | 53.27 | 53.27 | 53.27 | 53.27 | 53.27 | 53.27 | 53.27
| WALLACE DAM 6 PS | 53.27 | 53.27 | 53.27 | 53.27 | 53.27 | 53.27 | 53.27 | 53.27 | 53.27 | 53.27 | 53.27 | 53.27 | 53.27 | 53.27 | 53.27 | 53.27 | 53.27 | 53.27 | 53.27 | 53.27
Hydro |  | 674.57 | 687.65 | 687.65 | 687.65 | 687.65 | 693.56 | 693.56 | 693.56 | 693.56 | 693.56 | 693.56 | 693.56 | 693.56 | 693.56 | 693.56 | 693.56 | 693.56 | 693.56 | 693.56 | 693.56
| BARTLETT'S FERRY 1 HY | 16.38 | 16.38 | 16.38 | 16.38 | 16.38 | 16.38 | 16.38 | 16.38 | 16.38 | 16.38 | 16.38 | 16.38 | 16.38 | 16.38 | 16.38 | 16.38 | 16.38 | 16.38 | 16.38 | 16.38
| BARTLETT'S FERRY 2 HY | 16.38 | 16.38 | 16.38 | 16.38 | 16.38 | 16.38 | 16.38 | 16.38 | 16.38 | 16.38 | 16.38 | 16.38 | 16.38 | 16.38 | 16.38 | 16.38 | 16.38 | 16.38 | 16.38 | 16.38
| BARTLETT'S FERRY 3 HY | 16.38 | 16.38 | 16.38 | 16.38 | 16.38 | 16.38 | 16.38 | 16.38 | 16.38 | 16.38 | 16.38 | 16.38 | 16.38 | 16.38 | 16.38 | 16.38 | 16.38 | 16.38 | 16.38 | 16.38
| BARTLETT'S FERRY 4 HY | 21.84 | 21.84 | 21.84 | 21.84 | 21.84 | 21.84 | 21.84 | 21.84 | 21.84 | 21.84 | 21.84 | 21.84 | 21.84 | 21.84 | 21.84 | 21.84 | 21.84 | 21.84 | 21.84 | 21.84
| BARTLETT'S FERRY 5 HY | 58.96 | 58.96 | 58.96 | 58.96 | 58.96 | 58.96 | 58.96 | 58.96 | 58.96 | 58.96 | 58.96 | 58.96 | 58.96 | 58.96 | 58.96 | 58.96 | 58.96 | 58.96 | 58.96 | 58.96
| BARTLETT'S FERRY 6 HY | 58.96 | 58.96 | 58.96 | 58.96 | 58.96 | 58.96 | 58.96 | 58.96 | 58.96 | 58.96 | 58.96 | 58.96 | 58.96 | 58.96 | 58.96 | 58.96 | 58.96 | 58.96 | 58.96 | 58.96
| BURTON 1 HY | 4.75 | 4.75 | 4.75 | 4.75 | 4.75 | 4.75 | 4.75 | 4.75 | 4.75 | 4.75 | 4.75 | 4.75 | 4.75 | 4.75 | 4.75 | 4.75 | 4.75 | 4.75 | 4.75 | 4.75
| BURTON 2 HY | 4.75 | 4.75 | 4.75 | 4.75 | 4.75 | 4.75 | 4.75 | 4.75 | 4.75 | 4.75 | 4.75 | 4.75 | 4.75 | 4.75 | 4.75 | 4.75 | 4.75 | 4.75 | 4.75 | 4.75
| ESTATOAH 1 HY | 0 | 0 | 0 | 0 | 0 | 0 | 0 | 0 | 0 | 0 | 0 | 0 | 0 | 0 | 0 | 0 | 0 | 0 | 0 | 0
| FLINT RIVER 1 HY | 2.13 | 2.13 | 2.13 | 2.13 | 2.13 | 2.13 | 2.13 | 2.13 | 2.13 | 2.13 | 2.13 | 2.13 | 2.13 | 2.13 | 2.13 | 2.13 | 2.13 | 2.13 | 2.13 | 2.13
| FLINT RIVER 2 HY | 2.13 | 2.13 | 2.13 | 2.13 | 2.13 | 2.13 | 2.13 | 2.13 | 2.13 | 2.13 | 2.13 | 2.13 | 2.13 | 2.13 | 2.13 | 2.13 | 2.13 | 2.13 | 2.13 | 2.13
| FLINT RIVER 3 HY | 2.13 | 2.13 | 2.13 | 2.13 | 2.13 | 2.13 | 2.13 | 2.13 | 2.13 | 2.13 | 2.13 | 2.13 | 2.13 | 2.13 | 2.13 | 2.13 | 2.13 | 2.13 | 2.13 | 2.13
| GOAT ROCK 3 HY | 5.01 | 5.01 | 5.01 | 5.01 | 5.01 | 5.01 | 5.01 | 5.01 | 5.01 | 5.01 | 5.01 | 5.01 | 5.01 | 5.01 | 5.01 | 5.01 | 5.01 | 5.01 | 5.01 | 5.01
| GOAT ROCK 4 HY | 0 | 0 | 0 | 0 | 0 | 0 | 0 | 0 | 0 | 0 | 0 | 0 | 0 | 0 | 0 | 0 | 0 | 0 | 0 | 0
| GOAT ROCK 5 HY | 0 | 0 | 0 | 0 | 0 | 0 | 0 | 0 | 0 | 0 | 0 | 0 | 0 | 0 | 0 | 0 | 0 | 0 | 0 | 0
| GOAT ROCK 6 HY | 5.01 | 5.01 | 5.01 | 5.01 | 5.01 | 5.01 | 5.01 | 5.01 | 5.01 | 5.01 | 5.01 | 5.01 | 5.01 | 5.01 | 5.01 | 5.01 | 5.01 | 5.01 | 5.01 | 5.01
| GOAT ROCK 7 HY | 9.32 | 9.32 | 9.32 | 9.32 | 9.32 | 9.32 | 9.32 | 9.32 | 9.32 | 9.32 | 9.32 | 9.32 | 9.32 | 9.32 | 9.32 | 9.32 | 9.32 | 9.32 | 9.32 | 9.32
| GOAT ROCK 8 HY | 9.32 | 9.32 | 9.32 | 9.32 | 9.32 | 9.32 | 9.32 | 9.32 | 9.32 | 9.32 | 9.32 | 9.32 | 9.32 | 9.32 | 9.32 | 9.32 | 9.32 | 9.32 | 9.32 | 9.32
| LANGDALE 5 HY | 0 | 0 | 0 | 0 | 0 | 0 | 0 | 0 | 0 | 0 | 0 | 0 | 0 | 0 | 0 | 0 | 0 | 0 | 0 | 0
| LANGDALE 6 HY | 0 | 0 | 0 | 0 | 0 | 0 | 0 | 0 | 0 | 0 | 0 | 0 | 0 | 0 | 0 | 0 | 0 | 0 | 0 | 0
| LLOYD SHOALS 1 HY | 3.75 | 3.75 | 3.75 | 3.75 | 3.75 | 3.75 | 3.75 | 3.75 | 3.75 | 3.75 | 3.75 | 3.75 | 3.75 | 3.75 | 3.75 | 3.75 | 3.75 | 3.75 | 3.75 | 3.75
| LLOYD SHOALS 2 HY | 3.75 | 3.75 | 3.75 | 3.75 | 3.75 | 3.75 | 3.75 | 3.75 | 3.75 | 3.75 | 3.75 | 3.75 | 3.75 | 3.75 | 3.75 | 3.75 | 3.75 | 3.75 | 3.75 | 3.75
| LLOYD SHOALS 3 HY | 3.75 | 3.75 | 3.75 | 3.75 | 3.75 | 3.75 | 3.75 | 3.75 | 3.75 | 3.75 | 3.75 | 3.75 | 3.75 | 3.75 | 3.75 | 3.75 | 3.75 | 3.75 | 3.75 | 3.75
| LLOYD SHOALS 4 HY | 3.75 | 3.75 | 3.75 | 3.75 | 3.75 | 3.75 | 3.75 | 3.75 | 3.75 | 3.75 | 3.75 | 3.75 | 3.75 | 3.75 | 3.75 | 3.75 | 3.75 | 3.75 | 3.75 | 3.75
| LLOYD SHOALS 5 HY | 3.75 | 3.75 | 3.75 | 3.75 | 3.75 | 3.75 | 3.75 | 3.75 | 3.75 | 3.75 | 3.75 | 3.75 | 3.75 | 3.75 | 3.75 | 3.75 | 3.75 | 3.75 | 3.75 | 3.75
| LLOYD SHOALS 6 HY | 3.75 | 3.75 | 3.75 | 3.75 | 3.75 | 3.75 | 3.75 | 3.75 | 3.75 | 3.75 | 3.75 | 3.75 | 3.75 | 3.75 | 3.75 | 3.75 | 3.75 | 3.75 | 3.75 | 3.75
| MORGAN FALLS 1 HY | 1.53 | 1.53 | 1.53 | 1.53 | 1.53 | 1.53 | 1.53 | 1.53 | 1.53 | 1.53 | 1.53 | 1.53 | 1.53 | 1.53 | 1.53 | 1.53 | 1.53 | 1.53 | 1.53 | 1.53
| MORGAN FALLS 2 HY | 1.53 | 1.53 | 1.53 | 1.53 | 1.53 | 1.53 | 1.53 | 1.53 | 1.53 | 1.53 | 1.53 | 1.53 | 1.53 | 1.53 | 1.53 | 1.53 | 1.53 | 1.53 | 1.53 | 1.53
| MORGAN FALLS 3 HY | 1.53 | 1.53 | 1.53 | 1.53 | 1.53 | 1.53 | 1.53 | 1.53 | 1.53 | 1.53 | 1.53 | 1.53 | 1.53 | 1.53 | 1.53 | 1.53 | 1.53 | 1.53 | 1.53 | 1.53
| MORGAN FALLS 4 HY | 0 | 0 | 0 | 0 | 0 | 0 | 0 | 0 | 0 | 0 | 0 | 0 | 0 | 0 | 0 | 0 | 0 | 0 | 0 | 0
| MORGAN FALLS 5 HY | 1.53 | 1.53 | 1.53 | 1.53 | 1.53 | 1.53 | 1.53 | 1.53 | 1.53 | 1.53 | 1.53 | 1.53 | 1.53 | 1.53 | 1.53 | 1.53 | 1.53 | 1.53 | 1.53 | 1.53
| MORGAN FALLS 6 HY | 1.53 | 1.53 | 1.53 | 1.53 | 1.53 | 1.53 | 1.53 | 1.53 | 1.53 | 1.53 | 1.53 | 1.53 | 1.53 | 1.53 | 1.53 | 1.53 | 1.53 | 1.53 | 1.53 | 1.53
| MORGAN FALLS 7 HY | 1.53 | 1.53 | 1.53 | 1.53 | 1.53 | 1.53 | 1.53 | 1.53 | 1.53 | 1.53 | 1.53 | 1.53 | 1.53 | 1.53 | 1.53 | 1.53 | 1.53 | 1.53 | 1.53 | 1.53
| NACOOCHEE 1 HY | 3 | 3 | 3 | 3 | 3 | 3 | 3 | 3 | 3 | 3 | 3 | 3 | 3 | 3 | 3 | 3 | 3 | 3 | 3 | 3
| NACOOCHEE 2 HY | 3 | 3 | 3 | 3 | 3 | 3 | 3 | 3 | 3 | 3 | 3 | 3 | 3 | 3 | 3 | 3 | 3 | 3 | 3 | 3
| NORTH HIGHLANDS 1 HY | 10.69 | 10.69 | 10.69 | 10.69 | 10.69 | 10.69 | 10.69 | 10.69 | 10.69 | 10.69 | 10.69 | 10.69 | 10.69 | 10.69 | 10.69 | 10.69 | 10.69 | 10.69 | 10.69 | 10.69
| NORTH HIGHLANDS 2 HY | 10.69 | 10.69 | 10.69 | 10.69 | 10.69 | 10.69 | 10.69 | 10.69 | 10.69 | 10.69 | 10.69 | 10.69 | 10.69 | 10.69 | 10.69 | 10.69 | 10.69 | 10.69 | 10.69 | 10.69
| NORTH HIGHLANDS 3 HY | 10.69 | 10.69 | 10.69 | 10.69 | 10.69 | 10.69 | 10.69 | 10.69 | 10.69 | 10.69 | 10.69 | 10.69 | 10.69 | 10.69 | 10.69 | 10.69 | 10.69 | 10.69 | 10.69 | 10.69
| NORTH HIGHLANDS 4 HY | 2.32 | 2.32 | 2.32 | 2.32 | 2.32 | 2.32 | 2.32 | 2.32 | 2.32 | 2.32 | 2.32 | 2.32 | 2.32 | 2.32 | 2.32 | 2.32 | 2.32 | 2.32 | 2.32 | 2.32
| OLIVER 1 HY | 17.73 | 17.73 | 17.73 | 17.73 | 17.73 | 17.73 | 17.73 | 17.73 | 17.73 | 17.73 | 17.73 | 17.73 | 17.73 | 17.73 | 17.73 | 17.73 | 17.73 | 17.73 | 17.73 | 17.73
| OLIVER 2 HY | 17.73 | 17.73 | 17.73 | 17.73 | 17.73 | 17.73 | 17.73 | 17.73 | 17.73 | 17.73 | 17.73 | 17.73 | 17.73 | 17.73 | 17.73 | 17.73 | 17.73 | 17.73 | 17.73 | 17.73
| OLIVER 3 HY | 17.73 | 17.73 | 17.73 | 17.73 | 17.73 | 17.73 | 17.73 | 17.73 | 17.73 | 17.73 | 17.73 | 17.73 | 17.73 | 17.73 | 17.73 | 17.73 | 17.73 | 17.73 | 17.73 | 17.73
| OLIVER 4 HY | 0 | 0 | 0 | 0 | 0 | 5.91 | 5.91 | 5.91 | 5.91 | 5.91 | 5.91 | 5.91 | 5.91 | 5.91 | 5.91 | 5.91 | 5.91 | 5.91 | 5.91 | 5.91
| RIVERVIEW 1 HY | 0 | 0 | 0 | 0 | 0 | 0 | 0 | 0 | 0 | 0 | 0 | 0 | 0 | 0 | 0 | 0 | 0 | 0 | 0 | 0
| RIVERVIEW 2 HY | 0 | 0 | 0 | 0 | 0 | 0 | 0 | 0 | 0 | 0 | 0 | 0 | 0 | 0 | 0 | 0 | 0 | 0 | 0 | 0
| SINCLAIR 1 HY | 21.9 | 21.9 | 21.9 | 21.9 | 21.9 | 21.9 | 21.9 | 21.9 | 21.9 | 21.9 | 21.9 | 21.9 | 21.9 | 21.9 | 21.9 | 21.9 | 21.9 | 21.9 | 21.9 | 21.9
| SINCLAIR 2 HY | 21.9 | 21.9 | 21.9 | 21.9 | 21.9 | 21.9 | 21.9 | 21.9 | 21.9 | 21.9 | 21.9 | 21.9 | 21.9 | 21.9 | 21.9 | 21.9 | 21.9 | 21.9 | 21.9 | 21.9
| TALLULAH 1 HY | 12.15 | 12.15 | 12.15 | 12.15 | 12.15 | 12.15 | 12.15 | 12.15 | 12.15 | 12.15 | 12.15 | 12.15 | 12.15 | 12.15 | 12.15 | 12.15 | 12.15 | 12.15 | 12.15 | 12.15
| TALLULAH 2 HY | 12.15 | 12.15 | 12.15 | 12.15 | 12.15 | 12.15 | 12.15 | 12.15 | 12.15 | 12.15 | 12.15 | 12.15 | 12.15 | 12.15 | 12.15 | 12.15 | 12.15 | 12.15 | 12.15 | 12.15
| TALLULAH 3 HY | 12.15 | 12.15 | 12.15 | 12.15 | 12.15 | 12.15 | 12.15 | 12.15 | 12.15 | 12.15 | 12.15 | 12.15 | 12.15 | 12.15 | 12.15 | 12.15 | 12.15 | 12.15 | 12.15 | 12.15
| TALLULAH 4 HY | 12.15 | 12.15 | 12.15 | 12.15 | 12.15 | 12.15 | 12.15 | 12.15 | 12.15 | 12.15 | 12.15 | 12.15 | 12.15 | 12.15 | 12.15 | 12.15 | 12.15 | 12.15 | 12.15 | 12.15
| TALLULAH 5 HY | 12.15 | 12.15 | 12.15 | 12.15 | 12.15 | 12.15 | 12.15 | 12.15 | 12.15 | 12.15 | 12.15 | 12.15 | 12.15 | 12.15 | 12.15 | 12.15 | 12.15 | 12.15 | 12.15 | 12.15
| TALLULAH 6 HY | 12.15 | 12.15 | 12.15 | 12.15 | 12.15 | 12.15 | 12.15 | 12.15 | 12.15 | 12.15 | 12.15 | 12.15 | 12.15 | 12.15 | 12.15 | 12.15 | 12.15 | 12.15 | 12.15 | 12.15
| TERRORA 1 HY | 8.3 | 8.3 | 8.3 | 8.3 | 8.3 | 8.3 | 8.3 | 8.3 | 8.3 | 8.3 | 8.3 | 8.3 | 8.3 | 8.3 | 8.3 | 8.3 | 8.3 | 8.3 | 8.3 | 8.3
| TERRORA 2 HY | 8.3 | 8.3 | 8.3 | 8.3 | 8.3 | 8.3 | 8.3 | 8.3 | 8.3 | 8.3 | 8.3 | 8.3 | 8.3 | 8.3 | 8.3 | 8.3 | 8.3 | 8.3 | 8.3 | 8.3
| TUGALO 1 HY | 13.08 | 13.08 | 13.08 | 13.08 | 13.08 | 13.08 | 13.08 | 13.08 | 13.08 | 13.08 | 13.08 | 13.08 | 13.08 | 13.08 | 13.08 | 13.08 | 13.08 | 13.08 | 13.08 | 13.08
| TUGALO 2 HY | 13.08 | 13.08 | 13.08 | 13.08 | 13.08 | 13.08 | 13.08 | 13.08 | 13.08 | 13.08 | 13.08 | 13.08 | 13.08 | 13.08 | 13.08 | 13.08 | 13.08 | 13.08 | 13.08 | 13.08
| TUGALO 3 HY | 0 | 13.08 | 13.08 | 13.08 | 13.08 | 13.08 | 13.08 | 13.08 | 13.08 | 13.08 | 13.08 | 13.08 | 13.08 | 13.08 | 13.08 | 13.08 | 13.08 | 13.08 | 13.08 | 13.08
| TUGALO 4 HY | 13.08 | 13.08 | 13.08 | 13.08 | 13.08 | 13.08 | 13.08 | 13.08 | 13.08 | 13.08 | 13.08 | 13.08 | 13.08 | 13.08 | 13.08 | 13.08 | 13.08 | 13.08 | 13.08 | 13.08
| WALLACE DAM 3 HY | 57.41 | 57.41 | 57.41 | 57.41 | 57.41 | 57.41 | 57.41 | 57.41 | 57.41 | 57.41 | 57.41 | 57.41 | 57.41 | 57.41 | 57.41 | 57.41 | 57.41 | 57.41 | 57.41 | 57.41
| WALLACE DAM 4 HY | 57.41 | 57.41 | 57.41 | 57.41 | 57.41 | 57.41 | 57.41 | 57.41 | 57.41 | 57.41 | 57.41 | 57.41 | 57.41 | 57.41 | 57.41 | 57.41 | 57.41 | 57.41 | 57.41 | 57.41
| YONAH 1 HY | 9.5 | 9.5 | 9.5 | 9.5 | 9.5 | 9.5 | 9.5 | 9.5 | 9.5 | 9.5 | 9.5 | 9.5 | 9.5 | 9.5 | 9.5 | 9.5 | 9.5 | 9.5 | 9.5 | 9.5
| YONAH 2 HY | 9.5 | 9.5 | 9.5 | 9.5 | 9.5 | 9.5 | 9.5 | 9.5 | 9.5 | 9.5 | 9.5 | 9.5 | 9.5 | 9.5 | 9.5 | 9.5 | 9.5 | 9.5 | 9.5 | 9.5
| YONAH 3 HY | 9.5 | 9.5 | 9.5 | 9.5 | 9.5 | 9.5 | 9.5 | 9.5 | 9.5 | 9.5 | 9.5 | 9.5 | 9.5 | 9.5 | 9.5 | 9.5 | 9.5 | 9.5 | 9.5 | 9.5
Solar |  | 225.4492 | 225.4492 | 225.4492 | 225.4492 | 225.4492 | 225.4492 | 231.3492 | 231.3492 | 231.3492 | 231.3492 | 231.3492 | 231.3492 | 231.3492 | 231.3492 | 231.3492 | 231.3492 | 231.3492 | 231.3492 | 231.3492 | 231.3492
| COMMUNITY SOLAR - COMER | 1.404 | 1.404 | 1.404 | 1.404 | 1.404 | 1.404 | 1.404 | 1.404 | 1.404 | 1.404 | 1.404 | 1.404 | 1.404 | 1.404 | 1.404 | 1.404 | 1.404 | 1.404 | 1.404 | 1.404
| COMMUNITY SOLAR - GUYTON | 2.34 | 2.34 | 2.34 | 2.34 | 2.34 | 2.34 | 2.34 | 2.34 | 2.34 | 2.34 | 2.34 | 2.34 | 2.34 | 2.34 | 2.34 | 2.34 | 2.34 | 2.34 | 2.34 | 2.34
| COMMUNITY SOLAR - WAYNESBORO | 1.56 | 1.56 | 1.56 | 1.56 | 1.56 | 1.56 | 1.56 | 1.56 | 1.56 | 1.56 | 1.56 | 1.56 | 1.56 | 1.56 | 1.56 | 1.56 | 1.56 | 1.56 | 1.56 | 1.56
| FALCONS | 0.663 | 0.663 | 0.663 | 0.663 | 0.663 | 0.663 | 0.663 | 0.663 | 0.663 | 0.663 | 0.663 | 0.663 | 0.663 | 0.663 | 0.663 | 0.663 | 0.663 | 0.663 | 0.663 | 0.663
| FORT BENNING | 16.5 | 16.5 | 16.5 | 16.5 | 16.5 | 16.5 | 16.5 | 16.5 | 16.5 | 16.5 | 16.5 | 16.5 | 16.5 | 16.5 | 16.5 | 16.5 | 16.5 | 16.5 | 16.5 | 16.5
| FORT GORDON | 16.5 | 16.5 | 16.5 | 16.5 | 16.5 | 16.5 | 16.5 | 16.5 | 16.5 | 16.5 | 16.5 | 16.5 | 16.5 | 16.5 | 16.5 | 16.5 | 16.5 | 16.5 | 16.5 | 16.5
| FORT STEWART SOLAR | 16.5 | 16.5 | 16.5 | 16.5 | 16.5 | 16.5 | 16.5 | 16.5 | 16.5 | 16.5 | 16.5 | 16.5 | 16.5 | 16.5 | 16.5 | 16.5 | 16.5 | 16.5 | 16.5 | 16.5
| FORT VALLEY STATE UNIVERSITY | 7.02 | 7.02 | 7.02 | 7.02 | 7.02 | 7.02 | 7.02 | 7.02 | 7.02 | 7.02 | 7.02 | 7.02 | 7.02 | 7.02 | 7.02 | 7.02 | 7.02 | 7.02 | 7.02 | 7.02
| KINGS BAY SOLAR | 16.588 | 16.588 | 16.588 | 16.588 | 16.588 | 16.588 | 16.588 | 16.588 | 16.588 | 16.588 | 16.588 | 16.588 | 16.588 | 16.588 | 16.588 | 16.588 | 16.588 | 16.588 | 16.588 | 16.588
| MCLB | 17.138 | 17.138 | 17.138 | 17.138 | 17.138 | 17.138 | 17.138 | 17.138 | 17.138 | 17.138 | 17.138 | 17.138 | 17.138 | 17.138 | 17.138 | 17.138 | 17.138 | 17.138 | 17.138 | 17.138
| MOODY AFB | 32.175 | 32.175 | 32.175 | 32.175 | 32.175 | 32.175 | 32.175 | 32.175 | 32.175 | 32.175 | 32.175 | 32.175 | 32.175 | 32.175 | 32.175 | 32.175 | 32.175 | 32.175 | 32.175 | 32.175
| RIGHT OF WAY SOLAR | 0.52 | 0.52 | 0.52 | 0.52 | 0.52 | 0.52 | 0.52 | 0.52 | 0.52 | 0.52 | 0.52 | 0.52 | 0.52 | 0.52 | 0.52 | 0.52 | 0.52 | 0.52 | 0.52 | 0.52
| ROBINS AFB | 96 | 96 | 96 | 96 | 96 | 96 | 96 | 96 | 96 | 96 | 96 | 96 | 96 | 96 | 96 | 96 | 96 | 96 | 96 | 96
| UGA SOLAR | 0.5412 | 0.5412 | 0.5412 | 0.5412 | 0.5412 | 0.5412 | 0.5412 | 0.5412 | 0.5412 | 0.5412 | 0.5412 | 0.5412 | 0.5412 | 0.5412 | 0.5412 | 0.5412 | 0.5412 | 0.5412 | 0.5412 | 0.5412
| Unassigned Self-Build Solar | 0 | 0 | 0 | 0 | 0 | 0 | 5.9 | 5.9 | 5.9 | 5.9 | 5.9 | 5.9 | 5.9 | 5.9 | 5.9 | 5.9 | 5.9 | 5.9 | 5.9 | 5.9
System Sales |  | -45.387 | -64.451 | 2e-21 | 2e-21 | 2e-21 | 2e-21 | 2e-21 | 2e-21 | 2e-21 | 2e-21 | 2e-21 | 2e-21 | 2e-21 | 2e-21 | 2e-21 | 2e-21 | 2e-21 | 2e-21 | 2e-21 | 2e-21
| SYSTEM SALE | -45.387 | -64.451 | 2e-21 | 2e-21 | 2e-21 | 2e-21 | 2e-21 | 2e-21 | 2e-21 | 2e-21 | 2e-21 | 2e-21 | 2e-21 | 2e-21 | 2e-21 | 2e-21 | 2e-21 | 2e-21 | 2e-21 | 2e-21
Purchased Generating Capacity (MW) |  | 4499.3078 | 6509.8268 | 6554.8268 | 7308.0268 | 7306.0268 | 8559.7768 | 6603.6618 | 6918.6618 | 7256.1618 | 7537.8098 | 7860.7788 | 6450.1168 | 6321.9578 | 6192.1368 | 5963.8867 | 5963.5747 | 5654.5747 | 5602.5167 | 5593.0418 | 5587.7783
| 2019 IRP RENEWABLES - DG S2230 | 1.92 | 1.92 | 1.92 | 1.92 | 1.92 | 1.92 | 1.92 | 1.92 | 1.92 | 1.92 | 1.92 | 1.92 | 1.92 | 1.92 | 1.92 | 1.92 | 1.92 | 1.92 | 1.92 | 1.92
| 2019 IRP RENEWABLES - DG S2330 | 9.01 | 9.01 | 9.01 | 9.01 | 9.01 | 9.01 | 9.01 | 9.01 | 9.01 | 9.01 | 9.01 | 9.01 | 9.01 | 9.01 | 9.01 | 9.01 | 9.01 | 9.01 | 9.01 | 9.01
| 2019 IRP RENEWABLES - DG W2330 | 9.7384 | 9.7384 | 9.7384 | 9.7384 | 9.7384 | 9.7384 | 9.7384 | 9.7384 | 9.7384 | 9.7384 | 9.7384 | 9.7384 | 9.7384 | 9.7384 | 9.7384 | 9.7384 | 9.7384 | 9.7384 | 9.7384 | 9.7384
| 2019 IRP RENEWABLES - DG W2430 | 9.512 | 9.512 | 9.512 | 9.512 | 9.512 | 9.512 | 9.512 | 9.512 | 9.512 | 9.512 | 9.512 | 9.512 | 9.512 | 9.512 | 9.512 | 9.512 | 9.512 | 9.512 | 9.512 | 9.512
| 2022 IRP Biomass | 0 | 0 | 0 | 0 | 70 | 70 | 70 | 70 | 70 | 70 | 70 | 70 | 70 | 70 | 70 | 70 | 70 | 70 | 70 | 70
| 2022 IRP ESS RFP | 0 | 0 | 0 | 0 | 0 | 500 | 500 | 500 | 500 | 500 | 500 | 500 | 500 | 500 | 500 | 500 | 500 | 500 | 500 | 500
| 2022 IRP SOLAR D | 0 | 0 | 0 | 0 | 0 | 0 | 0 | 315 | 315 | 315 | 315 | 315 | 315 | 315 | 315 | 315 | 315 | 315 | 315 | 315
| 2022 IRP SOLAR DG RFP 1 | 0 | 86.868 | 86.868 | 86.868 | 86.868 | 86.868 | 86.868 | 86.868 | 86.868 | 86.868 | 86.868 | 86.868 | 86.868 | 86.868 | 86.868 | 86.868 | 86.868 | 86.868 | 86.868 | 86.868
| 2022 IRP SOLAR DG RFP 2 | 0 | 0 | 45 | 45 | 45 | 45 | 45 | 45 | 45 | 45 | 45 | 45 | 45 | 45 | 45 | 45 | 45 | 45 | 45 | 45
| 2022 IRP SOLAR E | 0 | 0 | 0 | 0 | 0 | 0 | 0 | 0 | 337.5 | 337.5 | 337.5 | 337.5 | 337.5 | 337.5 | 337.5 | 337.5 | 337.5 | 337.5 | 337.5 | 337.5
| 2022 IRP SOLAR F | 0 | 0 | 0 | 0 | 0 | 0 | 0 | 0 | 0 | 337.5 | 337.5 | 337.5 | 337.5 | 337.5 | 337.5 | 337.5 | 337.5 | 337.5 | 337.5 | 337.5
| 2022 IRP SOLAR G | 0 | 0 | 0 | 0 | 0 | 0 | 0 | 0 | 0 | 0 | 337.5 | 337.5 | 337.5 | 337.5 | 337.5 | 337.5 | 337.5 | 337.5 | 337.5 | 337.5
| 2022 IRP SOLAR H | 0 | 0 | 0 | 0 | 0 | 0 | 0 | 0 | 0 | 0 | 0 | 337.5 | 337.5 | 337.5 | 337.5 | 337.5 | 337.5 | 337.5 | 337.5 | 337.5
| 2022 IRP SOLAR US RFP 1 | 0 | 0 | 0 | 753.75 | 753.75 | 753.75 | 753.75 | 753.75 | 753.75 | 753.75 | 753.75 | 753.75 | 753.75 | 753.75 | 753.75 | 753.75 | 753.75 | 753.75 | 753.75 | 753.75
| 2022 IRP SOLAR US RFP 2 | 0 | 0 | 0 | 0 | 0 | 753.75 | 753.75 | 753.75 | 753.75 | 753.75 | 753.75 | 753.75 | 753.75 | 753.75 | 753.75 | 753.75 | 753.75 | 753.75 | 753.75 | 753.75
| 2022/2023 US - FLINT RIVER SOLAR | 0 | 90 | 90 | 90 | 90 | 90 | 90 | 90 | 90 | 90 | 90 | 90 | 90 | 90 | 90 | 90 | 90 | 90 | 90 | 90
| 2022/2023 US - TIMBERLAND SOLAR | 63 | 63 | 63 | 63 | 63 | 63 | 63 | 63 | 63 | 63 | 63 | 63 | 63 | 63 | 63 | 63 | 63 | 63 | 63 | 63
| 2022/2023 US - WADLEY SOLAR | 0 | 117 | 117 | 117 | 117 | 117 | 117 | 117 | 117 | 117 | 117 | 117 | 117 | 117 | 117 | 117 | 117 | 117 | 117 | 117
| 2022/2023 US - WASHINGTON COUNTY SOLAR | 0 | 67.5 | 67.5 | 67.5 | 67.5 | 67.5 | 67.5 | 67.5 | 67.5 | 67.5 | 67.5 | 67.5 | 67.5 | 67.5 | 67.5 | 67.5 | 67.5 | 67.5 | 67.5 | 67.5
| ADDISON 1 (WEST GA) | 148.503 | 148.503 | 148.503 | 148.503 | 148.503 | 148.503 | 0 | 0 | 0 | 0 | 0 | 0 | 0 | 0 | 0 | 0 | 0 | 0 | 0 | 0
| ADDISON 3 (WEST GA) | 148.472 | 148.472 | 148.472 | 148.472 | 148.472 | 148.472 | 0 | 0 | 0 | 0 | 0 | 0 | 0 | 0 | 0 | 0 | 0 | 0 | 0 | 0
| ALBANY RENEWABLE ENERGY | 49.5 | 49.5 | 49.5 | 49.5 | 49.5 | 49.5 | 49.5 | 49.5 | 49.5 | 49.5 | 49.5 | 49.5 | 49.5 | 0 | 0 | 0 | 0 | 0 | 0 | 0
| ASI CLASSIC 210 MW - DG S1320 | 0.429 | 0.429 | 0.429 | 0.429 | 0.429 | 0.429 | 0.429 | 0.429 | 0.429 | 0 | 0 | 0 | 0 | 0 | 0 | 0 | 0 | 0 | 0 | 0
| ASI CLASSIC 210 MW - DG S1420 | 5.1095 | 5.1095 | 5.1095 | 5.1095 | 5.1095 | 5.1095 | 5.1095 | 5.1095 | 5.1095 | 5.1095 | 0 | 0 | 0 | 0 | 0 | 0 | 0 | 0 | 0 | 0
| ASI CLASSIC 210 MW - DG S1520 | 15.7575 | 15.7575 | 15.7575 | 15.7575 | 15.7575 | 15.7575 | 15.7575 | 15.7575 | 15.7575 | 15.7575 | 15.7575 | 0 | 0 | 0 | 0 | 0 | 0 | 0 | 0 | 0
| ASI CLASSIC 210 MW - DG S1620 | 1.3255 | 1.3255 | 1.3255 | 1.3255 | 1.3255 | 1.3255 | 1.3255 | 1.3255 | 1.3255 | 1.3255 | 1.3255 | 1.3255 | 0 | 0 | 0 | 0 | 0 | 0 | 0 | 0
| ASI CLASSIC 210 MW - DG W1420 | 9.4215 | 9.4215 | 9.4215 | 9.4215 | 9.4215 | 9.4215 | 9.4215 | 9.4215 | 9.4215 | 9.4215 | 0 | 0 | 0 | 0 | 0 | 0 | 0 | 0 | 0 | 0
| ASI CLASSIC 210 MW - DG W1520 | 10.2025 | 10.2025 | 10.2025 | 10.2025 | 10.2025 | 10.2025 | 10.2025 | 10.2025 | 10.2025 | 10.2025 | 10.2025 | 0 | 0 | 0 | 0 | 0 | 0 | 0 | 0 | 0
| ASI CLASSIC 210 MW - DG W1620 | 0.77055 | 0.77055 | 0.77055 | 0.77055 | 0.77055 | 0.77055 | 0.77055 | 0.77055 | 0.77055 | 0.77055 | 0.77055 | 0.77055 | 0 | 0 | 0 | 0 | 0 | 0 | 0 | 0
| ASI CLASSIC 210 MW - US 1: DUBLIN SOLAR CENTER - DUBLIN | 2.652 | 2.652 | 2.652 | 2.652 | 2.652 | 2.652 | 2.652 | 2.652 | 2.652 | 2.652 | 2.652 | 0 | 0 | 0 | 0 | 0 | 0 | 0 | 0 | 0
| ASI CLASSIC 210 MW - US 1: RICHLAND SOLAR CENTER | 13 | 13 | 13 | 13 | 13 | 13 | 13 | 13 | 13 | 13 | 13 | 13 | 0 | 0 | 0 | 0 | 0 | 0 | 0 | 0
| ASI CLASSIC 210 MW - US 1: RINCON SOLAR CENTER | 10.4 | 10.4 | 10.4 | 10.4 | 10.4 | 10.4 | 10.4 | 10.4 | 10.4 | 10.4 | 10.4 | 10.4 | 10.4 | 0 | 0 | 0 | 0 | 0 | 0 | 0
| ASI CLASSIC 210 MW - US 2: BUTLER SOLAR FARM | 11 | 11 | 11 | 11 | 11 | 11 | 11 | 11 | 11 | 11 | 11 | 11 | 0 | 0 | 0 | 0 | 0 | 0 | 0 | 0
| ASI CLASSIC 210 MW - US 2: DECATUR COUNTY SOLAR PROJECT | 12.285 | 12.285 | 12.285 | 12.285 | 12.285 | 12.285 | 12.285 | 12.285 | 12.285 | 12.285 | 12.285 | 12.285 | 0 | 0 | 0 | 0 | 0 | 0 | 0 | 0
| ASI CLASSIC 210 MW - US 2: HECATE ENERGY - OLD MIDVILLE RD LLC | 13 | 13 | 13 | 13 | 13 | 13 | 13 | 13 | 13 | 13 | 13 | 13 | 13 | 0 | 0 | 0 | 0 | 0 | 0 | 0
| ASI CLASSIC 210 MW - US 2: SOLAR GLYNN | 9.724 | 9.724 | 9.724 | 9.724 | 9.724 | 9.724 | 9.724 | 9.724 | 9.724 | 9.724 | 9.724 | 9.724 | 9.724 | 0 | 0 | 0 | 0 | 0 | 0 | 0
| ASI PRIME 525 MW - DG S1625 | 0.11 | 0.11 | 0.11 | 0.11 | 0.11 | 0.11 | 0.11 | 0.11 | 0.11 | 0.11 | 0.11 | 0.11 | 0.11 | 0.11 | 0.11 | 0.11 | 0.11 | 0 | 0 | 0
| ASI PRIME 525 MW - DG S1635 | 0.176 | 0.176 | 0.176 | 0.176 | 0.176 | 0.176 | 0.176 | 0.176 | 0.176 | 0.176 | 0.176 | 0.176 | 0.176 | 0.176 | 0.176 | 0.176 | 0.176 | 0.176 | 0.176 | 0.176
| ASI PRIME 525 MW - DG S1725 | 2.2149 | 2.2149 | 2.2149 | 2.2149 | 2.2149 | 2.2149 | 2.2149 | 2.2149 | 2.2149 | 2.2149 | 2.2149 | 2.2149 | 2.2149 | 2.2149 | 2.2149 | 2.2149 | 2.2149 | 2.2149 | 0 | 0
| ASI PRIME 525 MW - DG S1730 | 3.355 | 3.355 | 3.355 | 3.355 | 3.355 | 3.355 | 3.355 | 3.355 | 3.355 | 3.355 | 3.355 | 3.355 | 3.355 | 3.355 | 3.355 | 3.355 | 3.355 | 3.355 | 3.355 | 3.355
| ASI PRIME 525 MW - DG S1735 | 3.861 | 3.861 | 3.861 | 3.861 | 3.861 | 3.861 | 3.861 | 3.861 | 3.861 | 3.861 | 3.861 | 3.861 | 3.861 | 3.861 | 3.861 | 3.861 | 3.861 | 3.861 | 3.861 | 3.861
| ASI PRIME 525 MW - DG S1815 | 0.09295 | 0.09295 | 0.09295 | 0.09295 | 0.09295 | 0.09295 | 0.09295 | 0.09295 | 0.09295 | 0 | 0 | 0 | 0 | 0 | 0 | 0 | 0 | 0 | 0 | 0
| ASI PRIME 525 MW - DG S1820 | 0.002585 | 0.002585 | 0.002585 | 0.002585 | 0.002585 | 0.002585 | 0.002585 | 0.002585 | 0.002585 | 0.002585 | 0.002585 | 0.002585 | 0.002585 | 0.002585 | 0 | 0 | 0 | 0 | 0 | 0
| ASI PRIME 525 MW - DG S1825 | 0.165 | 0.165 | 0.165 | 0.165 | 0.165 | 0.165 | 0.165 | 0.165 | 0.165 | 0.165 | 0.165 | 0.165 | 0.165 | 0.165 | 0.165 | 0.165 | 0.165 | 0.165 | 0.165 | 0
| ASI PRIME 525 MW - DG S1835 | 0.033 | 0.033 | 0.033 | 0.033 | 0.033 | 0.033 | 0.033 | 0.033 | 0.033 | 0.033 | 0.033 | 0.033 | 0.033 | 0.033 | 0.033 | 0.033 | 0.033 | 0.033 | 0.033 | 0
| ASI PRIME 525 MW - DG W1725 | 7.26 | 7.26 | 7.26 | 7.26 | 7.26 | 7.26 | 7.26 | 7.26 | 7.26 | 7.26 | 7.26 | 7.26 | 7.26 | 7.26 | 7.26 | 7.26 | 7.26 | 7.26 | 0 | 0
| ASI PRIME 525 MW - DG W1730 | 3.3275 | 3.3275 | 3.3275 | 3.3275 | 3.3275 | 3.3275 | 3.3275 | 3.3275 | 3.3275 | 3.3275 | 3.3275 | 3.3275 | 3.3275 | 3.3275 | 3.3275 | 3.3275 | 3.3275 | 3.3275 | 3.3275 | 3.3275
| ASI PRIME 525 MW - DG W1735 | 1.034 | 1.034 | 1.034 | 1.034 | 1.034 | 1.034 | 1.034 | 1.034 | 1.034 | 1.034 | 1.034 | 1.034 | 1.034 | 1.034 | 1.034 | 1.034 | 1.034 | 1.034 | 1.034 | 1.034
| ASI PRIME 525 MW - DG W1815 | 0.33 | 0.33 | 0.33 | 0.33 | 0.33 | 0.33 | 0.33 | 0.33 | 0.33 | 0 | 0 | 0 | 0 | 0 | 0 | 0 | 0 | 0 | 0 | 0
| ASI PRIME 525 MW - DG W1820 | 0.2475 | 0.2475 | 0.2475 | 0.2475 | 0.2475 | 0.2475 | 0.2475 | 0.2475 | 0.2475 | 0.2475 | 0.2475 | 0.2475 | 0.2475 | 0.2475 | 0 | 0 | 0 | 0 | 0 | 0
| ASI PRIME 525 MW - DG W1825 | 5.0655 | 5.0655 | 5.0655 | 5.0655 | 5.0655 | 5.0655 | 5.0655 | 5.0655 | 5.0655 | 5.0655 | 5.0655 | 5.0655 | 5.0655 | 5.0655 | 5.0655 | 5.0655 | 5.0655 | 5.0655 | 5.0655 | 0
| ASI PRIME 525 MW - DG W1830 | 12.496 | 12.496 | 12.496 | 12.496 | 12.496 | 12.496 | 12.496 | 12.496 | 12.496 | 12.496 | 12.496 | 12.496 | 12.496 | 12.496 | 12.496 | 12.496 | 12.496 | 12.496 | 12.496 | 12.496
| ASI PRIME 525 MW - DG W1835 | 3.4595 | 3.4595 | 3.4595 | 3.4595 | 3.4595 | 3.4595 | 3.4595 | 3.4595 | 3.4595 | 3.4595 | 3.4595 | 3.4595 | 3.4595 | 3.4595 | 3.4595 | 3.4595 | 3.4595 | 3.4595 | 3.4595 | 3.4595
| ASI PRIME 525 MW - US 1: BUTLER SOLAR | 65 | 65 | 65 | 65 | 65 | 65 | 65 | 65 | 65 | 65 | 65 | 65 | 65 | 65 | 65 | 65 | 65 | 65 | 65 | 65
| ASI PRIME 525 MW - US 1: DECATUR PARKWAY SOLAR PROJECT | 51.948 | 51.948 | 51.948 | 51.948 | 51.948 | 51.948 | 51.948 | 51.948 | 51.948 | 51.948 | 51.948 | 51.948 | 51.948 | 51.948 | 51.948 | 51.948 | 51.948 | 0 | 0 | 0
| ASI PRIME 525 MW - US 1: PAWPAW SOLAR | 19.5 | 19.5 | 19.5 | 19.5 | 19.5 | 19.5 | 19.5 | 19.5 | 19.5 | 19.5 | 19.5 | 19.5 | 19.5 | 19.5 | 19.5 | 19.5 | 19.5 | 19.5 | 19.5 | 19.5
| ASI PRIME 525 MW - US 2: LIVE OAK SOLAR | 28.05 | 28.05 | 28.05 | 28.05 | 28.05 | 28.05 | 28.05 | 28.05 | 28.05 | 28.05 | 28.05 | 28.05 | 28.05 | 28.05 | 28.05 | 28.05 | 28.05 | 28.05 | 28.05 | 28.05
| ASI PRIME 525 MW - US 2: WHITE OAK SOLAR | 42.075 | 42.075 | 42.075 | 42.075 | 42.075 | 42.075 | 42.075 | 42.075 | 42.075 | 42.075 | 42.075 | 42.075 | 42.075 | 42.075 | 42.075 | 42.075 | 42.075 | 42.075 | 42.075 | 42.075
| ASI PRIME 525 MW - US 2: WHITE PINE SOLAR | 55.6875 | 55.6875 | 55.6875 | 55.6875 | 55.6875 | 55.6875 | 55.6875 | 55.6875 | 55.6875 | 55.6875 | 55.6875 | 55.6875 | 55.6875 | 55.6875 | 55.6875 | 55.6875 | 55.6875 | 55.6875 | 55.6875 | 55.6875
| AXIUM US SOLAR HOLDINGS (SD&D) | 0.55 | 0.55 | 0.55 | 0 | 0 | 0 | 0 | 0 | 0 | 0 | 0 | 0 | 0 | 0 | 0 | 0 | 0 | 0 | 0 | 0
| BLUE CANYON | 71 | 71 | 71 | 71 | 71 | 71 | 71 | 71 | 71 | 71 | 71 | 71 | 0 | 0 | 0 | 0 | 0 | 0 | 0 | 0
| CCSP DG - ONLINE | 0.15 | 0.15 | 0.15 | 0.15 | 0.15 | 0.15 | 0.15 | 0.15 | 0.15 | 0.15 | 0.15 | 0.15 | 0.15 | 0.15 | 0.15 | 0.15 | 0.15 | 0.15 | 0.15 | 0.15
| CCSP DG - REMAINING | 3.6 | 3.6 | 3.6 | 3.6 | 3.6 | 3.6 | 3.6 | 3.6 | 3.6 | 3.6 | 3.6 | 3.6 | 3.6 | 3.6 | 3.6 | 3.6 | 3.6 | 3.6 | 3.6 | 3.6
| COCA-COLA | 6.3 | 6.3 | 6.3 | 6.3 | 6.3 | 6.3 | 6.3 | 6.3 | 6.3 | 6.3 | 6.3 | 6.3 | 0 | 0 | 0 | 0 | 0 | 0 | 0 | 0
| CONYERS RENEWABLE ENERGY | 3.077 | 3.077 | 3.077 | 3.077 | 3.077 | 3.077 | 3.077 | 3.077 | 3.077 | 3.077 | 3.077 | 3.077 | 3.077 | 0 | 0 | 0 | 0 | 0 | 0 | 0
| DAHLBERG 1 | 0 | 0 | 0 | 0 | 76 | 76 | 76 | 76 | 76 | 76 | 76 | 76 | 76 | 76 | 0 | 0 | 0 | 0 | 0 | 0
| DAHLBERG 10 | 75.211 | 76 | 76 | 76 | 76 | 76 | 76 | 76 | 76 | 76 | 76 | 0 | 0 | 0 | 0 | 0 | 0 | 0 | 0 | 0
| DAHLBERG 2 | 74.016 | 76 | 76 | 76 | 76 | 76 | 76 | 76 | 76 | 76 | 76 | 0 | 0 | 0 | 0 | 0 | 0 | 0 | 0 | 0
| DAHLBERG 3 | 0 | 0 | 0 | 0 | 76 | 76 | 76 | 76 | 76 | 76 | 76 | 76 | 76 | 76 | 0 | 0 | 0 | 0 | 0 | 0
| DAHLBERG 4 | 73.515 | 73.515 | 73.515 | 73.515 | 73.515 | 73.515 | 0 | 0 | 0 | 0 | 0 | 0 | 0 | 0 | 0 | 0 | 0 | 0 | 0 | 0
| DAHLBERG 5 | 0 | 0 | 0 | 0 | 76 | 76 | 76 | 76 | 76 | 76 | 76 | 76 | 76 | 76 | 0 | 0 | 0 | 0 | 0 | 0
| DAHLBERG 6 | 74.906 | 76 | 76 | 76 | 76 | 76 | 76 | 76 | 76 | 76 | 76 | 0 | 0 | 0 | 0 | 0 | 0 | 0 | 0 | 0
| DAHLBERG 8 | 74.016 | 76 | 76 | 76 | 76 | 76 | 76 | 76 | 76 | 76 | 76 | 0 | 0 | 0 | 0 | 0 | 0 | 0 | 0 | 0
| DAHLBERG 9 | 0 | 76 | 76 | 76 | 76 | 76 | 76 | 76 | 76 | 76 | 76 | 0 | 0 | 0 | 0 | 0 | 0 | 0 | 0 | 0
| EXELON HEARD 1 | 157.5 | 157.5 | 157.5 | 157.5 | 157.5 | 157.5 | 0 | 0 | 0 | 0 | 0 | 0 | 0 | 0 | 0 | 0 | 0 | 0 | 0 | 0
| EXELON HEARD 2 | 157.5 | 157.5 | 157.5 | 157.5 | 157.5 | 157.5 | 0 | 0 | 0 | 0 | 0 | 0 | 0 | 0 | 0 | 0 | 0 | 0 | 0 | 0
| EXELON HEARD 3 | 157.5 | 157.5 | 157.5 | 157.5 | 157.5 | 157.5 | 0 | 0 | 0 | 0 | 0 | 0 | 0 | 0 | 0 | 0 | 0 | 0 | 0 | 0
| EXELON HEARD 4 | 157.5 | 157.5 | 157.5 | 157.5 | 157.5 | 157.5 | 0 | 0 | 0 | 0 | 0 | 0 | 0 | 0 | 0 | 0 | 0 | 0 | 0 | 0
| EXELON HEARD 5 | 157.5 | 157.5 | 157.5 | 157.5 | 157.5 | 157.5 | 0 | 0 | 0 | 0 | 0 | 0 | 0 | 0 | 0 | 0 | 0 | 0 | 0 | 0
| EXELON HEARD 6 | 157.5 | 157.5 | 157.5 | 157.5 | 157.5 | 157.5 | 0 | 0 | 0 | 0 | 0 | 0 | 0 | 0 | 0 | 0 | 0 | 0 | 0 | 0
| GEORGIA RENEWABLE POWER FRANKLIN LLC | 58 | 58 | 58 | 58 | 58 | 58 | 58 | 58 | 58 | 58 | 58 | 58 | 58 | 58 | 58 | 58 | 58 | 58 | 58 | 58
| GEORGIA RENEWABLE POWER MADISON | 58 | 58 | 58 | 58 | 58 | 58 | 58 | 58 | 58 | 58 | 58 | 58 | 58 | 58 | 58 | 58 | 58 | 58 | 58 | 58
| GREEN POWER SOLUTIONS | 29 | 29 | 29 | 29 | 29 | 29 | 29 | 29 | 29 | 29 | 29 | 0 | 0 | 0 | 0 | 0 | 0 | 0 | 0 | 0
| HARRIS 1 | 640.625 | 640.625 | 640.625 | 640.625 | 640.625 | 640.625 | 0 | 0 | 0 | 0 | 0 | 0 | 0 | 0 | 0 | 0 | 0 | 0 | 0 | 0
| HARRIS 2 | 0 | 660.4 | 660.4 | 660.4 | 660.4 | 660.4 | 660.4 | 660.4 | 660.4 | 660.4 | 660.4 | 0 | 0 | 0 | 0 | 0 | 0 | 0 | 0 | 0
| INTERNATIONAL PAPER - FLINT RIVER | 24.75 | 24.75 | 24.75 | 24.75 | 24.75 | 24.75 | 24.75 | 24.75 | 24.75 | 24.75 | 24.75 | 0 | 0 | 0 | 0 | 0 | 0 | 0 | 0 | 0
| INTERNATIONAL PAPER - PORT WENTWORTH | 27.72 | 27.72 | 27.72 | 27.72 | 27.72 | 27.72 | 27.72 | 27.72 | 27.72 | 27.72 | 27.72 | 27.72 | 27.72 | 0 | 0 | 0 | 0 | 0 | 0 | 0
| LSS 50 MW - HSH PEMBROOKE | 0.55 | 0.55 | 0.55 | 0.55 | 0.55 | 0.55 | 0.55 | 0.55 | 0.55 | 0.55 | 0.55 | 0 | 0 | 0 | 0 | 0 | 0 | 0 | 0 | 0
| LSS 50 MW - SIMON SOLAR FARM | 16.5 | 16.5 | 16.5 | 16.5 | 16.5 | 16.5 | 16.5 | 16.5 | 16.5 | 16.5 | 16.5 | 0 | 0 | 0 | 0 | 0 | 0 | 0 | 0 | 0
| LSS 50 MW - SOLAR D&D CAMILLA | 8.8 | 8.8 | 8.8 | 8.8 | 8.8 | 8.8 | 8.8 | 8.8 | 8.8 | 8.8 | 8.8 | 0 | 0 | 0 | 0 | 0 | 0 | 0 | 0 | 0
| LSS 50 MW - SOLAR D&D CAMP (MERIWETHER COUNTY) | 1.65 | 1.65 | 1.65 | 1.65 | 1.65 | 1.65 | 1.65 | 1.65 | 1.65 | 1.65 | 1.65 | 0 | 0 | 0 | 0 | 0 | 0 | 0 | 0 | 0
| MAS GEORGIA LFG - OAK GROVE | 6.178 | 6.178 | 6.178 | 6.178 | 6.178 | 6.178 | 6.178 | 6.178 | 6.178 | 6.178 | 6.178 | 6.178 | 0 | 0 | 0 | 0 | 0 | 0 | 0 | 0
| MAS GEORGIA LFG - PINE RIDGE | 6.3 | 6.3 | 6.3 | 6.3 | 6.3 | 6.3 | 6.3 | 6.3 | 6.3 | 6.3 | 6.3 | 6.3 | 0 | 0 | 0 | 0 | 0 | 0 | 0 | 0
| MAS GEORGIA LFG - RICHLAND CREEK | 10.4 | 10.4 | 10.4 | 10.4 | 10.4 | 10.4 | 10.4 | 10.4 | 10.4 | 10.4 | 10.4 | 10.4 | 10.4 | 0 | 0 | 0 | 0 | 0 | 0 | 0
| MID-GEORGIA COGEN | 300 | 300 | 300 | 300 | 0 | 0 | 0 | 0 | 0 | 0 | 0 | 0 | 0 | 0 | 0 | 0 | 0 | 0 | 0 | 0
| MONROE POWER | 0 | 309 | 309 | 309 | 309 | 309 | 309 | 309 | 309 | 309 | 309 | 309 | 309 | 309 | 309 | 309 | 0 | 0 | 0 | 0
| PIEDMONT GREEN POWER | 55 | 55 | 55 | 55 | 55 | 55 | 55 | 55 | 55 | 0 | 0 | 0 | 0 | 0 | 0 | 0 | 0 | 0 | 0 | 0
| REDI 1400 MW - C&I: DOUGHERTY COUNTY SOLAR | 78 | 78 | 78 | 78 | 78 | 78 | 78 | 78 | 78 | 78 | 78 | 78 | 78 | 78 | 78 | 78 | 78 | 78 | 78 | 78
| REDI 1400 MW - C&I: TANGLEWOOD SOLAR | 37.375 | 37.375 | 37.375 | 37.375 | 37.375 | 37.375 | 37.375 | 37.375 | 37.375 | 37.375 | 37.375 | 37.375 | 37.375 | 37.375 | 37.375 | 37.375 | 37.375 | 37.375 | 37.375 | 37.375
| REDI 1400 MW - DG CS S1920 | 0.312 | 0.312 | 0.312 | 0.312 | 0.312 | 0.312 | 0.312 | 0.312 | 0.312 | 0.312 | 0.312 | 0.312 | 0.312 | 0.312 | 0.312 | 0 | 0 | 0 | 0 | 0
| REDI 1400 MW - DG CS S1925 | 1.781 | 1.781 | 1.781 | 1.781 | 1.781 | 1.781 | 1.781 | 1.781 | 1.781 | 1.781 | 1.781 | 1.781 | 1.781 | 1.781 | 1.781 | 1.781 | 1.781 | 1.781 | 1.781 | 1.781
| REDI 1400 MW - DG CS S1930 | 3.8285 | 3.8285 | 3.8285 | 3.8285 | 3.8285 | 3.8285 | 3.8285 | 3.8285 | 3.8285 | 3.8285 | 3.8285 | 3.8285 | 3.8285 | 3.8285 | 3.8285 | 3.8285 | 3.8285 | 3.8285 | 3.8285 | 3.8285
| REDI 1400 MW - DG CS S1935 | 9.126 | 9.126 | 9.126 | 9.126 | 9.126 | 9.126 | 9.126 | 9.126 | 9.126 | 9.126 | 9.126 | 9.126 | 9.126 | 9.126 | 9.126 | 9.126 | 9.126 | 9.126 | 9.126 | 9.126
| REDI 1400 MW - DG CS W1925 | 1.0465 | 1.0465 | 1.0465 | 1.0465 | 1.0465 | 1.0465 | 1.0465 | 1.0465 | 1.0465 | 1.0465 | 1.0465 | 1.0465 | 1.0465 | 1.0465 | 1.0465 | 1.0465 | 1.0465 | 1.0465 | 1.0465 | 1.0465
| REDI 1400 MW - DG CS W1930 | 0.39 | 0.39 | 0.39 | 0.39 | 0.39 | 0.39 | 0.39 | 0.39 | 0.39 | 0.39 | 0.39 | 0.39 | 0.39 | 0.39 | 0.39 | 0.39 | 0.39 | 0.39 | 0.39 | 0.39
| REDI 1400 MW - DG CS W1935 | 6.8965 | 6.8965 | 6.8965 | 6.8965 | 6.8965 | 6.8965 | 6.8965 | 6.8965 | 6.8965 | 6.8965 | 6.8965 | 6.8965 | 6.8965 | 6.8965 | 6.8965 | 6.8965 | 6.8965 | 6.8965 | 6.8965 | 6.8965
| REDI 1400 MW - DG S2030 | 1.0995 | 1.0995 | 1.0995 | 1.0995 | 1.0995 | 1.0995 | 1.0995 | 1.0995 | 1.0995 | 1.0995 | 1.0995 | 1.0995 | 1.0995 | 1.0995 | 1.0995 | 1.0995 | 1.0995 | 1.0995 | 1.0995 | 1.0995
| REDI 1400 MW - DG S2035 | 41.4205 | 41.4205 | 41.4205 | 41.4205 | 41.4205 | 41.4205 | 41.4205 | 41.4205 | 41.4205 | 41.4205 | 41.4205 | 41.4205 | 41.4205 | 41.4205 | 41.4205 | 41.4205 | 41.4205 | 41.4205 | 41.4205 | 41.4205
| REDI 1400 MW - DG W2030 | 1.375 | 1.375 | 1.375 | 1.375 | 1.375 | 1.375 | 1.375 | 1.375 | 1.375 | 1.375 | 1.375 | 1.375 | 1.375 | 1.375 | 1.375 | 1.375 | 1.375 | 1.375 | 1.375 | 1.375
| REDI 1400 MW - DG W2035 | 3.795 | 3.795 | 3.795 | 3.795 | 3.795 | 3.795 | 3.795 | 3.795 | 3.795 | 3.795 | 3.795 | 3.795 | 3.795 | 3.795 | 3.795 | 3.795 | 3.795 | 3.795 | 3.795 | 3.795
| REDI 1400 MW - US 1: QUITMAN SOLAR | 112.5 | 112.5 | 112.5 | 112.5 | 112.5 | 112.5 | 112.5 | 112.5 | 112.5 | 112.5 | 112.5 | 112.5 | 112.5 | 112.5 | 112.5 | 112.5 | 112.5 | 112.5 | 112.5 | 112.5
| REDI 1400 MW - US 1: SOUTHERN OAK SOLAR | 120 | 120 | 120 | 120 | 120 | 120 | 120 | 120 | 120 | 120 | 120 | 120 | 120 | 120 | 120 | 120 | 120 | 120 | 120 | 120
| REDI 1400 MW - US 1: TWIGGS COUNTY SOLAR | 150 | 150 | 150 | 150 | 150 | 150 | 150 | 150 | 150 | 150 | 150 | 150 | 150 | 150 | 150 | 150 | 150 | 150 | 150 | 150
| REDI 1400 MW - US 2: COOL SPRINGS | 159.75 | 159.75 | 159.75 | 159.75 | 159.75 | 159.75 | 159.75 | 159.75 | 159.75 | 159.75 | 159.75 | 159.75 | 159.75 | 159.75 | 159.75 | 159.75 | 159.75 | 159.75 | 159.75 | 159.75
| REDI 1400 MW - US 2: HICKORY PARK | 146.625 | 146.625 | 146.625 | 146.625 | 146.625 | 146.625 | 146.625 | 146.625 | 146.625 | 146.625 | 146.625 | 146.625 | 146.625 | 146.625 | 146.625 | 146.625 | 146.625 | 146.625 | 146.625 | 146.625
| REDI 1400 MW - US 2: QUITMAN II | 112.5 | 112.5 | 112.5 | 112.5 | 112.5 | 112.5 | 112.5 | 112.5 | 112.5 | 112.5 | 112.5 | 112.5 | 112.5 | 112.5 | 112.5 | 112.5 | 112.5 | 112.5 | 112.5 | 112.5
| REDI CS2 | 0.45 | 0.45 | 0.45 | 0.45 | 0.45 | 0.45 | 0.45 | 0.45 | 0.45 | 0.45 | 0.45 | 0.45 | 0.45 | 0.45 | 0.45 | 0.45 | 0.45 | 0.45 | 0.45 | 0.45
| SUPERIOR - WASTE MANAGEMENT | 6 | 6 | 6 | 6 | 6 | 6 | 6 | 6 | 6 | 6 | 6 | 6 | 6 | 0 | 0 | 0 | 0 | 0 | 0 | 0
| WALTON COUNTY | 0 | 0 | 0 | 0 | 0 | 0 | 0 | 0 | 0 | 0 | 0 | 0 | 0 | 0 | 0 | 0 | 0 | 0 | 0 | 0
| WANSLEY 6 | 0 | 0 | 0 | 0 | 0 | 0 | 0 | 0 | 0 | 0 | 0 | 0 | 0 | 0 | 0 | 0 | 0 | 0 | 0 | 0
| WANSLEY 7 | 0 | 597.9 | 597.9 | 597.9 | 597.9 | 597.9 | 597.9 | 597.9 | 597.9 | 597.9 | 597.9 | 0 | 0 | 0 | 0 | 0 | 0 | 0 | 0 | 0
| WASHINGTON COUNTY | 0 | 0 | 0 | 0 | 0 | 0 | 0 | 0 | 0 | 0 | 0 | 0 | 0 | 0 | 0 | 0 | 0 | 0 | 0 | 0
Dispatchable DSOs (MW) |  | 786.3766 | 822.9669 | 852.1193 | 899.8889 | 925.1505 | 802.5833 | 805.8191 | 805.019 | 801.5528 | 801.5528 | 801.5528 | 801.5528 | 801.5528 | 801.5528 | 801.5528 | 801.5528 | 801.5528 | 801.5528 | 801.5528 | 801.5528
| CVR Level 1 | 313.0835 | 313.0835 | 313.0835 | 313.0835 | 313.0835 | 313.0835 | 313.0835 | 313.0835 | 313.0835 | 313.0835 | 313.0835 | 313.0835 | 313.0835 | 313.0835 | 313.0835 | 313.0835 | 313.0835 | 313.0835 | 313.0835 | 313.0835
| CVR Level 2 | 156.5417 | 156.5417 | 156.5417 | 156.5417 | 156.5417 | 156.5417 | 156.5417 | 156.5417 | 156.5417 | 156.5417 | 156.5417 | 156.5417 | 156.5417 | 156.5417 | 156.5417 | 156.5417 | 156.5417 | 156.5417 | 156.5417 | 156.5417
| DER Customer Program | 0 | 33.25 | 64.6 | 112.1 | 140.6 | 140.6 | 140.6 | 140.6 | 140.6 | 140.6 | 140.6 | 140.6 | 140.6 | 140.6 | 140.6 | 140.6 | 140.6 | 140.6 | 140.6 | 140.6
| DPEC | 88.82 | 88.82 | 88.82 | 88.82 | 88.82 | 88.82 | 88.82 | 88.82 | 88.82 | 88.82 | 88.82 | 88.82 | 88.82 | 88.82 | 88.82 | 88.82 | 88.82 | 88.82 | 88.82 | 88.82
| RTPeDA | 29.4045 | 29.9169 | 29.6206 | 29.6461 | 29.2124 | 12.8863 | 13.3072 | 13.1781 | 12.8636 | 12.8636 | 12.8636 | 12.8636 | 12.8636 | 12.8636 | 12.8636 | 12.8636 | 12.8636 | 12.8636 | 12.8636 | 12.8636
| RTPeHA | 185.577 | 188.4048 | 186.5036 | 186.7476 | 183.9429 | 77.7019 | 80.5167 | 79.8457 | 76.694 | 76.694 | 76.694 | 76.694 | 76.694 | 76.694 | 76.694 | 76.694 | 76.694 | 76.694 | 76.694 | 76.694
| Temp Check | 12.95 | 12.95 | 12.95 | 12.95 | 12.95 | 12.95 | 12.95 | 12.95 | 12.95 | 12.95 | 12.95 | 12.95 | 12.95 | 12.95 | 12.95 | 12.95 | 12.95 | 12.95 | 12.95 | 12.95
Energy Storage |  | 0 | 0 | 0 | 330 | 330 | 330 | 330 | 330 | 330 | 330 | 330 | 330 | 330 | 330 | 330 | 330 | 330 | 330 | 330 | 330
| 2019 IRP BESS DEMO | 0 | 0 | 0 | 0 | 0 | 0 | 0 | 0 | 0 | 0 | 0 | 0 | 0 | 0 | 0 | 0 | 0 | 0 | 0 | 0
| 2022 IRP MCGRAU FORD 2 HR BATTERY | 0 | 0 | 0 | 265 | 265 | 265 | 265 | 265 | 265 | 265 | 265 | 265 | 265 | 265 | 265 | 265 | 265 | 265 | 265 | 265
| MOSSY BRANCH | 0 | 0 | 0 | 65 | 65 | 65 | 65 | 65 | 65 | 65 | 65 | 65 | 65 | 65 | 65 | 65 | 65 | 65 | 65 | 65