## MG0
Capacity Expansion Plan - MG0
Incremental | [15 empty] | Cumulative
Year | CT w/ SCR | CC | CC w/ CCS - Local | CC w/ CCS - Distant | Solar | Wind | Battery 4-hr (T1) | Battery 4-hr (T2) | Battery 4-hr (T3) | Battery 4-hr (T4) | Battery 4-hr (T1_2) | Battery 4-hr (T2_2) | Medium Duration Storage | Nuclear | Total | Year | CT w/ SCR | CC | CC w/ CCS - Local | CC w/ CCS - Distant | Solar | Wind | Battery 4-hr (T1) | Battery 4-hr (T2) | Battery 4-hr (T3) | Battery 4-hr (T4) | Battery 4-hr (T1_2) | Battery 4-hr (T2_2) | Medium Duration Storage | Nuclear | Total
2025 | 0 | 0 | 0 | 0 | 0 | 0 | 0 | 0 | 0 | 0 | 0 | 0 | 0 | 0 | 0 | 2025 | 0 | 0 | 0 | 0 | 0 | 0 | 0 | 0 | 0 | 0 | 0 | 0 | 0 | 0 | 0
2026 | 0 | 0 | 0 | 0 | 0 | 0 | 0 | 0 | 0 | 0 | 0 | 0 | 0 | 0 | 0 | 2026 | 0 | 0 | 0 | 0 | 0 | 0 | 0 | 0 | 0 | 0 | 0 | 0 | 0 | 0 | 0
2027 | 0 | 0 | 0 | 0 | 0 | 0 | 0 | 0 | 0 | 0 | 0 | 0 | 0 | 0 | 0 | 2027 | 0 | 0 | 0 | 0 | 0 | 0 | 0 | 0 | 0 | 0 | 0 | 0 | 0 | 0 | 0
2028 | 0 | 0 | 0 | 0 | 0 | 0 | 1500 | 0 | 0 | 0 | 0 | 0 | 0 | 0 | 1500 | 2028 | 0 | 0 | 0 | 0 | 0 | 0 | 1500 | 0 | 0 | 0 | 0 | 0 | 0 | 0 | 1500
2029 | 1200 | 900 | 0 | 0 | 0 | 0 | 600 | 1800 | 0 | 0 | 0 | 0 | 0 | 0 | 4500 | 2029 | 1200 | 900 | 0 | 0 | 0 | 0 | 2100 | 1800 | 0 | 0 | 0 | 0 | 0 | 0 | 6000
2030 | 300 | 1800 | 0 | 0 | 0 | 0 | 0 | 0 | 0 | 0 | 0 | 0 | 0 | 0 | 2100 | 2030 | 1500 | 2700 | 0 | 0 | 0 | 0 | 2100 | 1800 | 0 | 0 | 0 | 0 | 0 | 0 | 8100
2031 | 900 | 2400 | 0 | 0 | 0 | 0 | 0 | 0 | 0 | 0 | 0 | 0 | 0 | 0 | 3300 | 2031 | 2400 | 5100 | 0 | 0 | 0 | 0 | 2100 | 1800 | 0 | 0 | 0 | 0 | 0 | 0 | 11400
2032 | 300 | 300 | 0 | 0 | 0 | 0 | 0 | 0 | 0 | 0 | 0 | 0 | 0 | 0 | 600 | 2032 | 2700 | 5400 | 0 | 0 | 0 | 0 | 2100 | 1800 | 0 | 0 | 0 | 0 | 0 | 0 | 12000
2033 | 600 | 0 | 0 | 0 | 1500 | 300 | 0 | 0 | 0 | 0 | 0 | 0 | 0 | 0 | 2400 | 2033 | 3300 | 5400 | 0 | 0 | 1500 | 300 | 2100 | 1800 | 0 | 0 | 0 | 0 | 0 | 0 | 14400
2034 | 600 | 0 | 0 | 0 | 1500 | 300 | 0 | 0 | 0 | 0 | 0 | 0 | 0 | 0 | 2400 | 2034 | 3900 | 5400 | 0 | 0 | 3000 | 600 | 2100 | 1800 | 0 | 0 | 0 | 0 | 0 | 0 | 16800
2035 | 300 | 1800 | 0 | 0 | 1500 | 300 | 0 | 0 | 0 | 0 | 0 | 0 | 0 | 0 | 3900 | 2035 | 4200 | 7200 | 0 | 0 | 4500 | 900 | 2100 | 1800 | 0 | 0 | 0 | 0 | 0 | 0 | 20700
2036 | 1200 | 2100 | 0 | 0 | 1500 | 300 | 0 | 1200 | 0 | 0 | 0 | 0 | 600 | 0 | 6900 | 2036 | 5400 | 9300 | 0 | 0 | 6000 | 1200 | 2100 | 3000 | 0 | 0 | 0 | 0 | 600 | 0 | 27600
2037 | 300 | 0 | 0 | 0 | 1500 | 300 | 0 | 0 | 0 | 0 | 0 | 0 | 0 | 0 | 2100 | 2037 | 5700 | 9300 | 0 | 0 | 7500 | 1500 | 2100 | 3000 | 0 | 0 | 0 | 0 | 600 | 0 | 29700
2038 | 300 | 0 | 0 | 0 | 1500 | 300 | 0 | 0 | 0 | 0 | 0 | 0 | 300 | 0 | 2400 | 2038 | 6000 | 9300 | 0 | 0 | 9000 | 1800 | 2100 | 3000 | 0 | 0 | 0 | 0 | 900 | 0 | 32100
2039 | 300 | 1200 | 0 | 0 | 1500 | 300 | 0 | 0 | 0 | 0 | 0 | 0 | 0 | 0 | 3300 | 2039 | 6300 | 10500 | 0 | 0 | 10500 | 2100 | 2100 | 3000 | 0 | 0 | 0 | 0 | 900 | 0 | 35400
2040 | 900 | 0 | 0 | 0 | 1500 | 300 | 0 | 0 | 0 | 0 | 0 | 0 | 0 | 0 | 2700 | 2040 | 7200 | 10500 | 0 | 0 | 12000 | 2400 | 2100 | 3000 | 0 | 0 | 0 | 0 | 900 | 0 | 38100
2041 | 900 | 0 | 0 | 0 | 1500 | 300 | 0 | 0 | 0 | 0 | 0 | 0 | 0 | 0 | 2700 | 2041 | 8100 | 10500 | 0 | 0 | 13500 | 2700 | 2100 | 3000 | 0 | 0 | 0 | 0 | 900 | 0 | 40800
2042 | 900 | 0 | 0 | 0 | 1500 | 300 | 0 | 0 | 0 | 0 | 0 | 0 | 0 | 0 | 2700 | 2042 | 9000 | 10500 | 0 | 0 | 15000 | 3000 | 2100 | 3000 | 0 | 0 | 0 | 0 | 900 | 0 | 43500
2043 | 600 | 0 | 600 | 0 | 1500 | 300 | 0 | 0 | 0 | 0 | 0 | 0 | 0 | 0 | 3000 | 2043 | 9600 | 10500 | 600 | 0 | 16500 | 3300 | 2100 | 3000 | 0 | 0 | 0 | 0 | 900 | 0 | 46500
2044 | 300 | 0 | 300 | 0 | 1500 | 300 | 0 | 0 | 0 | 0 | 0 | 0 | 0 | 0 | 2400 | 2044 | 9900 | 10500 | 900 | 0 | 18000 | 3600 | 2100 | 3000 | 0 | 0 | 0 | 0 | 900 | 0 | 48900
| 9900 | 10500 | 900 | 0 | 18000 | 3600 | 2100 | 3000 | 0 | 0 |  |  | 900 | 0 | 48900 |  | 9900 | 10500 | 900 | 0 | 18000 | 3600 | 2100 | 3000 | 0 | 0 | 0 | 0 | 900 | 0 | 48900

## MG0 GPC
Capacity Expansion Plan - MG0 (GPC Only)
Incremental | [15 empty] | Cumulative
Year | CT w/ SCR | CC | CC w/ CCS - Local | CC w/ CCS - Distant | Solar | Wind | Battery 4-hr (T1) | Battery 4-hr (T2) | Battery 4-hr (T3) | Battery 4-hr (T4) | Battery 4-hr (T1_2) | Battery 4-hr (T2_2) | Medium Duration Storage | Nuclear | Total | Year | CT w/ SCR | CC | CC w/ CCS - Local | CC w/ CCS - Distant | Solar | Wind | Battery 4-hr (T1) | Battery 4-hr (T2) | Battery 4-hr (T3) | Battery 4-hr (T4) | Battery 4-hr (T1_2) | Battery 4-hr (T2_2) | Medium Duration Storage | Nuclear | Total
2025 | 0 | 0 | 0 | 0 | 0 | 0 | 0 | 0 | 0 | 0 | 0 | 0 | 0 | 0 | 0 | 2025 | 0 | 0 | 0 | 0 | 0 | 0 | 0 | 0 | 0 | 0 | 0 | 0 | 0 | 0 | 0
2026 | 0 | 0 | 0 | 0 | 0 | 0 | 0 | 0 | 0 | 0 | 0 | 0 | 0 | 0 | 0 | 2026 | 0 | 0 | 0 | 0 | 0 | 0 | 0 | 0 | 0 | 0 | 0 | 0 | 0 | 0 | 0
2027 | 0 | 0 | 0 | 0 | 0 | 0 | 0 | 0 | 0 | 0 | 0 | 0 | 0 | 0 | 0 | 2027 | 0 | 0 | 0 | 0 | 0 | 0 | 0 | 0 | 0 | 0 | 0 | 0 | 0 | 0 | 0
2028 | 0 | 0 | 0 | 0 | 0 | 0 | 1500 | 0 | 0 | 0 | 0 | 0 | 0 | 0 | 1500 | 2028 | 0 | 0 | 0 | 0 | 0 | 0 | 1500 | 0 | 0 | 0 | 0 | 0 | 0 | 0 | 1500
2029 | 1200 | 0 | 0 | 0 | 0 | 0 | 390 | 1470 | 0 | 0 | 0 | 0 | 0 | 0 | 3060 | 2029 | 1200 | 0 | 0 | 0 | 0 | 0 | 1890 | 1470 | 0 | 0 | 0 | 0 | 0 | 0 | 4560
2030 | 300 | 1500 | 0 | 0 | 0 | 0 | 0 | 0 | 0 | 0 | 0 | 0 | 0 | 0 | 1800 | 2030 | 1500 | 1500 | 0 | 0 | 0 | 0 | 1890 | 1470 | 0 | 0 | 0 | 0 | 0 | 0 | 6360
2031 | 900 | 2190 | 0 | 0 | 0 | 0 | 0 | 0 | 0 | 0 | 0 | 0 | 0 | 0 | 3090 | 2031 | 2400 | 3690 | 0 | 0 | 0 | 0 | 1890 | 1470 | 0 | 0 | 0 | 0 | 0 | 0 | 9450
2032 | 300 | 240 | 0 | 0 | 0 | 0 | 0 | 0 | 0 | 0 | 0 | 0 | 0 | 0 | 540 | 2032 | 2700 | 3930 | 0 | 0 | 0 | 0 | 1890 | 1470 | 0 | 0 | 0 | 0 | 0 | 0 | 9990
2033 | 420 | 0 | 0 | 0 | 990 | 270 | 0 | 0 | 0 | 0 | 0 | 0 | 0 | 0 | 1680 | 2033 | 3120 | 3930 | 0 | 0 | 990 | 270 | 1890 | 1470 | 0 | 0 | 0 | 0 | 0 | 0 | 11670
2034 | 420 | 0 | 0 | 0 | 990 | 60 | 0 | 0 | 0 | 0 | 0 | 0 | 0 | 0 | 1470 | 2034 | 3540 | 3930 | 0 | 0 | 1980 | 330 | 1890 | 1470 | 0 | 0 | 0 | 0 | 0 | 0 | 13140
2035 | 300 | 1410 | 0 | 0 | 990 | 300 | 0 | 0 | 0 | 0 | 0 | 0 | 0 | 0 | 3000 | 2035 | 3840 | 5340 | 0 | 0 | 2970 | 630 | 1890 | 1470 | 0 | 0 | 0 | 0 | 0 | 0 | 16140
2036 | 1200 | 2100 | 0 | 0 | 1020 | 300 | 0 | 840 | 0 | 0 | 0 | 0 | 570 | 0 | 6030 | 2036 | 5040 | 7440 | 0 | 0 | 3990 | 930 | 1890 | 2310 | 0 | 0 | 0 | 0 | 570 | 0 | 22170
2037 | 240 | 0 | 0 | 0 | 1020 | 300 | 0 | 0 | 0 | 0 | 0 | 0 | 0 | 0 | 1560 | 2037 | 5280 | 7440 | 0 | 0 | 5010 | 1230 | 1890 | 2310 | 0 | 0 | 0 | 0 | 570 | 0 | 23730
2038 | 300 | 0 | 0 | 0 | 1020 | 300 | 0 | 0 | 0 | 0 | 0 | 0 | 240 | 0 | 1860 | 2038 | 5580 | 7440 | 0 | 0 | 6030 | 1530 | 1890 | 2310 | 0 | 0 | 0 | 0 | 810 | 0 | 25590
2039 | 300 | 870 | 0 | 0 | 1020 | 300 | 0 | 0 | 0 | 0 | 0 | 0 | 0 | 0 | 2490 | 2039 | 5880 | 8310 | 0 | 0 | 7050 | 1830 | 1890 | 2310 | 0 | 0 | 0 | 0 | 810 | 0 | 28080
2040 | 810 | 0 | 0 | 0 | 1020 | 300 | 0 | 0 | 0 | 0 | 0 | 0 | 0 | 0 | 2130 | 2040 | 6690 | 8310 | 0 | 0 | 8070 | 2130 | 1890 | 2310 | 0 | 0 | 0 | 0 | 810 | 0 | 30210
2041 | 210 | 0 | 0 | 0 | 1020 | 0 | 0 | 0 | 0 | 0 | 0 | 0 | 0 | 0 | 1230 | 2041 | 6900 | 8310 | 0 | 0 | 9090 | 2130 | 1890 | 2310 | 0 | 0 | 0 | 0 | 810 | 0 | 31440
2042 | 510 | 0 | 0 | 0 | 1020 | 0 | 0 | 0 | 0 | 0 | 0 | 0 | 0 | 0 | 1530 | 2042 | 7410 | 8310 | 0 | 0 | 10110 | 2130 | 1890 | 2310 | 0 | 0 | 0 | 0 | 810 | 0 | 32970
2043 | 420 | 0 | 330 | 0 | 1020 | 0 | 0 | 0 | 0 | 0 | 0 | 0 | 0 | 0 | 1770 | 2043 | 7830 | 8310 | 330 | 0 | 11130 | 2130 | 1890 | 2310 | 0 | 0 | 0 | 0 | 810 | 0 | 34740
2044 | 210 | 0 | 240 | 0 | 1020 | 300 | 0 | 0 | 0 | 0 | 0 | 0 | 0 | 0 | 1770 | 2044 | 8040 | 8310 | 570 | 0 | 12150 | 2430 | 1890 | 2310 | 0 | 0 | 0 | 0 | 810 | 0 | 36510
| 8040 | 8310 | 570 | 0 | 12150 | 2430 | 1890 | 2310 | 0 | 0 |  |  | 810 | 0 | 36510 |  | 8040 | 8310 | 570 | 0 | 12150 | 2430 | 1890 | 2310 | 0 | 0 | 0 | 0 | 810 | 0 | 36510

## 111-MG0
Capacity Expansion Plan - 111-MG0
Incremental | [15 empty] | Cumulative
Year | CT w/ SCR | CC | CC w/ CCS - Local | CC w/ CCS - Distant | Solar | Wind | Battery 4-hr (T1) | Battery 4-hr (T2) | Battery 4-hr (T3) | Battery 4-hr (T4) | Battery 4-hr (T1_2) | Battery 4-hr (T2_2) | Medium Duration Storage | Nuclear | Total | Year | CT w/ SCR | CC | CC w/ CCS - Local | CC w/ CCS - Distant | Solar | Wind | Battery 4-hr (T1) | Battery 4-hr (T2) | Battery 4-hr (T3) | Battery 4-hr (T4) | Battery 4-hr (T1_2) | Battery 4-hr (T2_2) | Medium Duration Storage | Nuclear | Total
2025 | 0 | 0 | 0 | 0 | 0 | 0 | 0 | 0 | 0 | 0 | 0 | 0 | 0 | 0 | 0 | 2025 | 0 | 0 | 0 | 0 | 0 | 0 | 0 | 0 | 0 | 0 | 0 | 0 | 0 | 0 | 0
2026 | 0 | 0 | 0 | 0 | 0 | 0 | 0 | 0 | 0 | 0 | 0 | 0 | 0 | 0 | 0 | 2026 | 0 | 0 | 0 | 0 | 0 | 0 | 0 | 0 | 0 | 0 | 0 | 0 | 0 | 0 | 0
2027 | 0 | 0 | 0 | 0 | 0 | 0 | 0 | 0 | 0 | 0 | 0 | 0 | 0 | 0 | 0 | 2027 | 0 | 0 | 0 | 0 | 0 | 0 | 0 | 0 | 0 | 0 | 0 | 0 | 0 | 0 | 0
2028 | 0 | 0 | 0 | 0 | 1500 | 0 | 1500 | 0 | 0 | 0 | 0 | 0 | 0 | 0 | 3000 | 2028 | 0 | 0 | 0 | 0 | 1500 | 0 | 1500 | 0 | 0 | 0 | 0 | 0 | 0 | 0 | 3000
2029 | 900 | 900 | 0 | 0 | 1500 | 0 | 600 | 2100 | 0 | 0 | 0 | 0 | 0 | 0 | 6000 | 2029 | 900 | 900 | 0 | 0 | 3000 | 0 | 2100 | 2100 | 0 | 0 | 0 | 0 | 0 | 0 | 9000
2030 | 600 | 1500 | 0 | 0 | 0 | 0 | 0 | 0 | 0 | 0 | 0 | 0 | 0 | 0 | 2100 | 2030 | 1500 | 2400 | 0 | 0 | 3000 | 0 | 2100 | 2100 | 0 | 0 | 0 | 0 | 0 | 0 | 11100
2031 | 900 | 1800 | 0 | 0 | 900 | 0 | 0 | 600 | 0 | 0 | 0 | 0 | 0 | 0 | 4200 | 2031 | 2400 | 4200 | 0 | 0 | 3900 | 0 | 2100 | 2700 | 0 | 0 | 0 | 0 | 0 | 0 | 15300
2032 | 300 | 300 | 0 | 0 | 1500 | 0 | 0 | 0 | 0 | 0 | 0 | 0 | 0 | 0 | 2100 | 2032 | 2700 | 4500 | 0 | 0 | 5400 | 0 | 2100 | 2700 | 0 | 0 | 0 | 0 | 0 | 0 | 17400
2033 | 900 | 600 | 0 | 0 | 1500 | 300 | 0 | 0 | 0 | 0 | 0 | 0 | 0 | 0 | 3300 | 2033 | 3600 | 5100 | 0 | 0 | 6900 | 300 | 2100 | 2700 | 0 | 0 | 0 | 0 | 0 | 0 | 20700
2034 | 0 | 600 | 0 | 0 | 1500 | 300 | 0 | 0 | 0 | 0 | 0 | 0 | 0 | 0 | 2400 | 2034 | 3600 | 5700 | 0 | 0 | 8400 | 600 | 2100 | 2700 | 0 | 0 | 0 | 0 | 0 | 0 | 23100
2035 | 900 | 0 | 0 | 0 | 1500 | 300 | 0 | 300 | 600 | 0 | 0 | 0 | 0 | 0 | 3600 | 2035 | 4500 | 5700 | 0 | 0 | 9900 | 900 | 2100 | 3000 | 600 | 0 | 0 | 0 | 0 | 0 | 26700
2036 | 0 | 300 | 0 | 0 | 1500 | 300 | 0 | 0 | 900 | 0 | 0 | 0 | 0 | 0 | 3000 | 2036 | 4500 | 6000 | 0 | 0 | 11400 | 1200 | 2100 | 3000 | 1500 | 0 | 0 | 0 | 0 | 0 | 29700
2037 | 0 | 900 | 300 | 0 | 1500 | 300 | 0 | 0 | 0 | 0 | 0 | 0 | 0 | 0 | 3000 | 2037 | 4500 | 6900 | 300 | 0 | 12900 | 1500 | 2100 | 3000 | 1500 | 0 | 0 | 0 | 0 | 0 | 32700
2038 | 300 | 300 | 600 | 0 | 1500 | 300 | 0 | 0 | 0 | 0 | 0 | 0 | 0 | 0 | 3000 | 2038 | 4800 | 7200 | 900 | 0 | 14400 | 1800 | 2100 | 3000 | 1500 | 0 | 0 | 0 | 0 | 0 | 35700
2039 | 900 | 1500 | 900 | 0 | 1500 | 300 | 0 | 0 | 0 | 0 | 0 | 0 | 0 | 600 | 5700 | 2039 | 5700 | 8700 | 1800 | 0 | 15900 | 2100 | 2100 | 3000 | 1500 | 0 | 0 | 0 | 0 | 600 | 41400
2040 | 600 | 1200 | 0 | 0 | 1500 | 300 | 0 | 0 | 0 | 0 | 0 | 0 | 0 | 0 | 3600 | 2040 | 6300 | 9900 | 1800 | 0 | 17400 | 2400 | 2100 | 3000 | 1500 | 0 | 0 | 0 | 0 | 600 | 45000
2041 | 900 | 0 | 300 | 0 | 1500 | 300 | 0 | 0 | 0 | 0 | 0 | 0 | 0 | 0 | 3000 | 2041 | 7200 | 9900 | 2100 | 0 | 18900 | 2700 | 2100 | 3000 | 1500 | 0 | 0 | 0 | 0 | 600 | 48000
2042 | 600 | 600 | 0 | 0 | 1500 | 300 | 0 | 0 | 0 | 0 | 0 | 0 | 0 | 0 | 3000 | 2042 | 7800 | 10500 | 2100 | 0 | 20400 | 3000 | 2100 | 3000 | 1500 | 0 | 0 | 0 | 0 | 600 | 51000
2043 | 300 | 300 | 0 | 0 | 1500 | 300 | 0 | 0 | 0 | 0 | 0 | 0 | 0 | 0 | 2400 | 2043 | 8100 | 10800 | 2100 | 0 | 21900 | 3300 | 2100 | 3000 | 1500 | 0 | 0 | 0 | 0 | 600 | 53400
2044 | 300 | 600 | 0 | 0 | 1500 | 300 | 0 | 0 | 0 | 0 | 0 | 0 | 0 | 0 | 2700 | 2044 | 8400 | 11400 | 2100 | 0 | 23400 | 3600 | 2100 | 3000 | 1500 | 0 | 0 | 0 | 0 | 600 | 56100
| 8400 | 11400 | 2100 | 0 | 23400 | 3600 | 2100 | 3000 | 1500 | 0 |  |  | 0 | 600 | 56100 |  | 8400 | 11400 | 2100 | 0 | 23400 | 3600 | 2100 | 3000 | 1500 | 0 | 0 | 0 | 0 | 600 | 56100

## 111-MG0 GPC
Capacity Expansion Plan - 111-MG0 (GPC Only)
Incremental | [15 empty] | Cumulative
Year | CT w/ SCR | CC | CC w/ CCS - Local | CC w/ CCS - Distant | Solar | Wind | Battery 4-hr (T1) | Battery 4-hr (T2) | Battery 4-hr (T3) | Battery 4-hr (T4) | Battery 4-hr (T1_2) | Battery 4-hr (T2_2) | Medium Duration Storage | Nuclear | Total | Year | CT w/ SCR | CC | CC w/ CCS - Local | CC w/ CCS - Distant | Solar | Wind | Battery 4-hr (T1) | Battery 4-hr (T2) | Battery 4-hr (T3) | Battery 4-hr (T4) | Battery 4-hr (T1_2) | Battery 4-hr (T2_2) | Medium Duration Storage | Nuclear | Total
2025 | 0 | 0 | 0 | 0 | 0 | 0 | 0 | 0 | 0 | 0 | 0 | 0 | 0 | 0 | 0 | 2025 | 0 | 0 | 0 | 0 | 0 | 0 | 0 | 0 | 0 | 0 | 0 | 0 | 0 | 0 | 0
2026 | 0 | 0 | 0 | 0 | 0 | 0 | 0 | 0 | 0 | 0 | 0 | 0 | 0 | 0 | 0 | 2026 | 0 | 0 | 0 | 0 | 0 | 0 | 0 | 0 | 0 | 0 | 0 | 0 | 0 | 0 | 0
2027 | 0 | 0 | 0 | 0 | 0 | 0 | 0 | 0 | 0 | 0 | 0 | 0 | 0 | 0 | 0 | 2027 | 0 | 0 | 0 | 0 | 0 | 0 | 0 | 0 | 0 | 0 | 0 | 0 | 0 | 0 | 0
2028 | 0 | 0 | 0 | 0 | 1370 | 0 | 1500 | 0 | 0 | 0 | 0 | 0 | 0 | 0 | 2870 | 2028 | 0 | 0 | 0 | 0 | 1370 | 0 | 1500 | 0 | 0 | 0 | 0 | 0 | 0 | 0 | 2870
2029 | 900 | 0 | 0 | 0 | 1380 | 0 | 390 | 1800 | 0 | 0 | 0 | 0 | 0 | 0 | 4470 | 2029 | 900 | 0 | 0 | 0 | 2750 | 0 | 1890 | 1800 | 0 | 0 | 0 | 0 | 0 | 0 | 7340
2030 | 600 | 1260 | 0 | 0 | 0 | 0 | 0 | 0 | 0 | 0 | 0 | 0 | 0 | 0 | 1860 | 2030 | 1500 | 1260 | 0 | 0 | 2750 | 0 | 1890 | 1800 | 0 | 0 | 0 | 0 | 0 | 0 | 9200
2031 | 900 | 1800 | 0 | 0 | 600 | 0 | 0 | 450 | 0 | 0 | 0 | 0 | 0 | 0 | 3750 | 2031 | 2400 | 3060 | 0 | 0 | 3350 | 0 | 1890 | 2250 | 0 | 0 | 0 | 0 | 0 | 0 | 12950
2032 | 300 | 240 | 0 | 0 | 990 | 0 | 0 | 0 | 0 | 0 | 0 | 0 | 0 | 0 | 1530 | 2032 | 2700 | 3300 | 0 | 0 | 4340 | 0 | 1890 | 2250 | 0 | 0 | 0 | 0 | 0 | 0 | 14480
2033 | 630 | 420 | 0 | 0 | 990 | 60 | 0 | 0 | 0 | 0 | 0 | 0 | 0 | 0 | 2100 | 2033 | 3330 | 3720 | 0 | 0 | 5330 | 60 | 1890 | 2250 | 0 | 0 | 0 | 0 | 0 | 0 | 16580
2034 | 0 | 420 | 0 | 0 | 990 | 60 | 0 | 0 | 0 | 0 | 0 | 0 | 0 | 0 | 1470 | 2034 | 3330 | 4140 | 0 | 0 | 6320 | 120 | 1890 | 2250 | 0 | 0 | 0 | 0 | 0 | 0 | 18050
2035 | 900 | 0 | 0 | 0 | 990 | 300 | 0 | 210 | 480 | 0 | 0 | 0 | 0 | 0 | 2880 | 2035 | 4230 | 4140 | 0 | 0 | 7310 | 420 | 1890 | 2460 | 480 | 0 | 0 | 0 | 0 | 0 | 20930
2036 | 0 | 210 | 0 | 0 | 1020 | 90 | 0 | 0 | 630 | 0 | 0 | 0 | 0 | 0 | 1950 | 2036 | 4230 | 4350 | 0 | 0 | 8330 | 510 | 1890 | 2460 | 1110 | 0 | 0 | 0 | 0 | 0 | 22880
2037 | 0 | 630 | 270 | 0 | 1020 | 30 | 0 | 0 | 0 | 0 | 0 | 0 | 0 | 0 | 1950 | 2037 | 4230 | 4980 | 270 | 0 | 9350 | 540 | 1890 | 2460 | 1110 | 0 | 0 | 0 | 0 | 0 | 24830
2038 | 210 | 210 | 540 | 0 | 1020 | 120 | 0 | 0 | 0 | 0 | 0 | 0 | 0 | 0 | 2100 | 2038 | 4440 | 5190 | 810 | 0 | 10370 | 660 | 1890 | 2460 | 1110 | 0 | 0 | 0 | 0 | 0 | 26930
2039 | 900 | 1500 | 660 | 0 | 1020 | 300 | 0 | 0 | 0 | 0 | 0 | 0 | 0 | 600 | 4980 | 2039 | 5340 | 6690 | 1470 | 0 | 11390 | 960 | 1890 | 2460 | 1110 | 0 | 0 | 0 | 0 | 600 | 31910
2040 | 600 | 1200 | 0 | 0 | 1020 | 300 | 0 | 0 | 0 | 0 | 0 | 0 | 0 | 0 | 3120 | 2040 | 5940 | 7890 | 1470 | 0 | 12410 | 1260 | 1890 | 2460 | 1110 | 0 | 0 | 0 | 0 | 600 | 35030
2041 | 330 | 0 | 0 | 0 | 1020 | 0 | 0 | 0 | 0 | 0 | 0 | 0 | 0 | 0 | 1350 | 2041 | 6270 | 7890 | 1470 | 0 | 13430 | 1260 | 1890 | 2460 | 1110 | 0 | 0 | 0 | 0 | 600 | 36380
2042 | 390 | 420 | 0 | 0 | 1020 | 0 | 0 | 0 | 0 | 0 | 0 | 0 | 0 | 0 | 1830 | 2042 | 6660 | 8310 | 1470 | 0 | 14450 | 1260 | 1890 | 2460 | 1110 | 0 | 0 | 0 | 0 | 600 | 38210
2043 | 150 | 210 | 0 | 0 | 1020 | 0 | 0 | 0 | 0 | 0 | 0 | 0 | 0 | 0 | 1380 | 2043 | 6810 | 8520 | 1470 | 0 | 15470 | 1260 | 1890 | 2460 | 1110 | 0 | 0 | 0 | 0 | 600 | 39590
2044 | 240 | 420 | 0 | 0 | 1020 | 300 | 0 | 0 | 0 | 0 | 0 | 0 | 0 | 0 | 1980 | 2044 | 7050 | 8940 | 1470 | 0 | 16490 | 1560 | 1890 | 2460 | 1110 | 0 | 0 | 0 | 0 | 600 | 41570
| 7050 | 8940 | 1470 | 0 | 16490 | 1560 | 1890 | 2460 | 1110 | 0 |  |  | 0 | 600 | 41570 |  | 7050 | 8940 | 1470 | 0 | 16490 | 1560 | 1890 | 2460 | 1110 | 0 | 0 | 0 | 0 | 600 | 41570

## 111-HG0
Capacity Expansion Plan - 111-HG0
Incremental | [15 empty] | Cumulative
Year | CT w/ SCR | CC | CC w/ CCS - Local | CC w/ CCS - Distant | Solar | Wind | Battery 4-hr (T1) | Battery 4-hr (T2) | Battery 4-hr (T3) | Battery 4-hr (T4) | Battery 4-hr (T1_2) | Battery 4-hr (T2_2) | Medium Duration Storage | Nuclear | Total | Year | CT w/ SCR | CC | CC w/ CCS - Local | CC w/ CCS - Distant | Solar | Wind | Battery 4-hr (T1) | Battery 4-hr (T2) | Battery 4-hr (T3) | Battery 4-hr (T4) | Battery 4-hr (T1_2) | Battery 4-hr (T2_2) | Medium Duration Storage | Nuclear | Total
2025 | 0 | 0 | 0 | 0 | 0 | 0 | 0 | 0 | 0 | 0 | 0 | 0 | 0 | 0 | 0 | 2025 | 0 | 0 | 0 | 0 | 0 | 0 | 0 | 0 | 0 | 0 | 0 | 0 | 0 | 0 | 0
2026 | 0 | 0 | 0 | 0 | 0 | 0 | 0 | 0 | 0 | 0 | 0 | 0 | 0 | 0 | 0 | 2026 | 0 | 0 | 0 | 0 | 0 | 0 | 0 | 0 | 0 | 0 | 0 | 0 | 0 | 0 | 0
2027 | 0 | 0 | 0 | 0 | 0 | 0 | 0 | 0 | 0 | 0 | 0 | 0 | 0 | 0 | 0 | 2027 | 0 | 0 | 0 | 0 | 0 | 0 | 0 | 0 | 0 | 0 | 0 | 0 | 0 | 0 | 0
2028 | 0 | 0 | 0 | 0 | 1500 | 0 | 900 | 0 | 0 | 0 | 0 | 0 | 0 | 0 | 2400 | 2028 | 0 | 0 | 0 | 0 | 1500 | 0 | 900 | 0 | 0 | 0 | 0 | 0 | 0 | 0 | 2400
2029 | 300 | 900 | 0 | 0 | 1200 | 0 | 1200 | 900 | 0 | 0 | 0 | 0 | 0 | 0 | 4500 | 2029 | 300 | 900 | 0 | 0 | 2700 | 0 | 2100 | 900 | 0 | 0 | 0 | 0 | 0 | 0 | 6900
2030 | 900 | 2400 | 0 | 0 | 0 | 0 | 0 | 0 | 0 | 0 | 0 | 0 | 0 | 0 | 3300 | 2030 | 1200 | 3300 | 0 | 0 | 2700 | 0 | 2100 | 900 | 0 | 0 | 0 | 0 | 0 | 0 | 10200
2031 | 300 | 900 | 0 | 0 | 900 | 0 | 0 | 900 | 0 | 0 | 0 | 0 | 0 | 0 | 3000 | 2031 | 1500 | 4200 | 0 | 0 | 3600 | 0 | 2100 | 1800 | 0 | 0 | 0 | 0 | 0 | 0 | 13200
2032 | 300 | 600 | 0 | 0 | 1500 | 0 | 0 | 0 | 0 | 0 | 0 | 0 | 0 | 0 | 2400 | 2032 | 1800 | 4800 | 0 | 0 | 5100 | 0 | 2100 | 1800 | 0 | 0 | 0 | 0 | 0 | 0 | 15600
2033 | 0 | 1200 | 0 | 0 | 1500 | 300 | 0 | 0 | 0 | 0 | 0 | 0 | 0 | 0 | 3000 | 2033 | 1800 | 6000 | 0 | 0 | 6600 | 300 | 2100 | 1800 | 0 | 0 | 0 | 0 | 0 | 0 | 18600
2034 | 600 | 600 | 0 | 0 | 1500 | 300 | 0 | 0 | 0 | 0 | 0 | 0 | 0 | 0 | 3000 | 2034 | 2400 | 6600 | 0 | 0 | 8100 | 600 | 2100 | 1800 | 0 | 0 | 0 | 0 | 0 | 0 | 21600
2035 | 300 | 900 | 0 | 0 | 1500 | 300 | 0 | 0 | 0 | 0 | 0 | 0 | 0 | 0 | 3000 | 2035 | 2700 | 7500 | 0 | 0 | 9600 | 900 | 2100 | 1800 | 0 | 0 | 0 | 0 | 0 | 0 | 24600
2036 | 600 | 600 | 0 | 0 | 1500 | 300 | 0 | 0 | 0 | 0 | 0 | 0 | 0 | 0 | 3000 | 2036 | 3300 | 8100 | 0 | 0 | 11100 | 1200 | 2100 | 1800 | 0 | 0 | 0 | 0 | 0 | 0 | 27600
2037 | 1200 | 0 | 300 | 0 | 1500 | 300 | 0 | 0 | 0 | 0 | 0 | 0 | 0 | 0 | 3300 | 2037 | 4500 | 8100 | 300 | 0 | 12600 | 1500 | 2100 | 1800 | 0 | 0 | 0 | 0 | 0 | 0 | 30900
2038 | 0 | 0 | 600 | 0 | 1500 | 300 | 0 | 0 | 0 | 0 | 0 | 0 | 0 | 0 | 2400 | 2038 | 4500 | 8100 | 900 | 0 | 14100 | 1800 | 2100 | 1800 | 0 | 0 | 0 | 0 | 0 | 0 | 33300
2039 | 600 | 600 | 600 | 0 | 1500 | 300 | 0 | 1200 | 1500 | 0 | 0 | 0 | 0 | 600 | 6900 | 2039 | 5100 | 8700 | 1500 | 0 | 15600 | 2100 | 2100 | 3000 | 1500 | 0 | 0 | 0 | 0 | 600 | 40200
2040 | 600 | 600 | 0 | 0 | 1500 | 300 | 0 | 0 | 0 | 0 | 0 | 0 | 0 | 600 | 3600 | 2040 | 5700 | 9300 | 1500 | 0 | 17100 | 2400 | 2100 | 3000 | 1500 | 0 | 0 | 0 | 0 | 1200 | 43800
2041 | 900 | 0 | 0 | 0 | 1500 | 300 | 0 | 0 | 0 | 0 | 0 | 0 | 0 | 0 | 2700 | 2041 | 6600 | 9300 | 1500 | 0 | 18600 | 2700 | 2100 | 3000 | 1500 | 0 | 0 | 0 | 0 | 1200 | 46500
2042 | 600 | 300 | 0 | 0 | 1500 | 300 | 0 | 0 | 0 | 0 | 0 | 0 | 0 | 0 | 2700 | 2042 | 7200 | 9600 | 1500 | 0 | 20100 | 3000 | 2100 | 3000 | 1500 | 0 | 0 | 0 | 0 | 1200 | 49200
2043 | 300 | 600 | 0 | 0 | 1500 | 300 | 0 | 0 | 0 | 0 | 0 | 0 | 0 | 0 | 2700 | 2043 | 7500 | 10200 | 1500 | 0 | 21600 | 3300 | 2100 | 3000 | 1500 | 0 | 0 | 0 | 0 | 1200 | 51900
2044 | 300 | 600 | 0 | 0 | 1500 | 300 | 0 | 0 | 0 | 0 | 0 | 0 | 0 | 0 | 2700 | 2044 | 7800 | 10800 | 1500 | 0 | 23100 | 3600 | 2100 | 3000 | 1500 | 0 | 0 | 0 | 0 | 1200 | 54600
| 7800 | 10800 | 1500 | 0 | 23100 | 3600 | 2100 | 3000 | 1500 | 0 |  |  | 0 | 1200 | 54600 |  | 7800 | 10800 | 1500 | 0 | 23100 | 3600 | 2100 | 3000 | 1500 | 0 | 0 | 0 | 0 | 1200 | 54600

## 111-HG0 GPC
Capacity Expansion Plan - 111-HG0 (GPC Only)
Incremental | [15 empty] | Cumulative
Year | CT w/ SCR | CC | CC w/ CCS - Local | CC w/ CCS - Distant | Solar | Wind | Battery 4-hr (T1) | Battery 4-hr (T2) | Battery 4-hr (T3) | Battery 4-hr (T4) | Battery 4-hr (T1_2) | Battery 4-hr (T2_2) | Medium Duration Storage | Nuclear | Total | Year | CT w/ SCR | CC | CC w/ CCS - Local | CC w/ CCS - Distant | Solar | Wind | Battery 4-hr (T1) | Battery 4-hr (T2) | Battery 4-hr (T3) | Battery 4-hr (T4) | Battery 4-hr (T1_2) | Battery 4-hr (T2_2) | Medium Duration Storage | Nuclear | Total
2025 | 0 | 0 | 0 | 0 | 0 | 0 | 0 | 0 | 0 | 0 | 0 | 0 | 0 | 0 | 0 | 2025 | 0 | 0 | 0 | 0 | 0 | 0 | 0 | 0 | 0 | 0 | 0 | 0 | 0 | 0 | 0
2026 | 0 | 0 | 0 | 0 | 0 | 0 | 0 | 0 | 0 | 0 | 0 | 0 | 0 | 0 | 0 | 2026 | 0 | 0 | 0 | 0 | 0 | 0 | 0 | 0 | 0 | 0 | 0 | 0 | 0 | 0 | 0
2027 | 0 | 0 | 0 | 0 | 0 | 0 | 0 | 0 | 0 | 0 | 0 | 0 | 0 | 0 | 0 | 2027 | 0 | 0 | 0 | 0 | 0 | 0 | 0 | 0 | 0 | 0 | 0 | 0 | 0 | 0 | 0
2028 | 0 | 0 | 0 | 0 | 1370 | 0 | 900 | 0 | 0 | 0 | 0 | 0 | 0 | 0 | 2270 | 2028 | 0 | 0 | 0 | 0 | 1370 | 0 | 900 | 0 | 0 | 0 | 0 | 0 | 0 | 0 | 2270
2029 | 300 | 0 | 0 | 0 | 1100 | 0 | 1200 | 900 | 0 | 0 | 0 | 0 | 0 | 0 | 3500 | 2029 | 300 | 0 | 0 | 0 | 2470 | 0 | 2100 | 900 | 0 | 0 | 0 | 0 | 0 | 0 | 5770
2030 | 900 | 1770 | 0 | 0 | 0 | 0 | 0 | 0 | 0 | 0 | 0 | 0 | 0 | 0 | 2670 | 2030 | 1200 | 1770 | 0 | 0 | 2470 | 0 | 2100 | 900 | 0 | 0 | 0 | 0 | 0 | 0 | 8440
2031 | 300 | 900 | 0 | 0 | 600 | 0 | 0 | 900 | 0 | 0 | 0 | 0 | 0 | 0 | 2700 | 2031 | 1500 | 2670 | 0 | 0 | 3070 | 0 | 2100 | 1800 | 0 | 0 | 0 | 0 | 0 | 0 | 11140
2032 | 300 | 600 | 0 | 0 | 990 | 0 | 0 | 0 | 0 | 0 | 0 | 0 | 0 | 0 | 1890 | 2032 | 1800 | 3270 | 0 | 0 | 4060 | 0 | 2100 | 1800 | 0 | 0 | 0 | 0 | 0 | 0 | 13030
2033 | 0 | 960 | 0 | 0 | 990 | 300 | 0 | 0 | 0 | 0 | 0 | 0 | 0 | 0 | 2250 | 2033 | 1800 | 4230 | 0 | 0 | 5050 | 300 | 2100 | 1800 | 0 | 0 | 0 | 0 | 0 | 0 | 15280
2034 | 390 | 420 | 0 | 0 | 990 | 0 | 0 | 0 | 0 | 0 | 0 | 0 | 0 | 0 | 1800 | 2034 | 2190 | 4650 | 0 | 0 | 6040 | 300 | 2100 | 1800 | 0 | 0 | 0 | 0 | 0 | 0 | 17080
2035 | 300 | 870 | 0 | 0 | 990 | 300 | 0 | 0 | 0 | 0 | 0 | 0 | 0 | 0 | 2460 | 2035 | 2490 | 5520 | 0 | 0 | 7030 | 600 | 2100 | 1800 | 0 | 0 | 0 | 0 | 0 | 0 | 19540
2036 | 420 | 420 | 0 | 0 | 1020 | 0 | 0 | 0 | 0 | 0 | 0 | 0 | 0 | 0 | 1860 | 2036 | 2910 | 5940 | 0 | 0 | 8050 | 600 | 2100 | 1800 | 0 | 0 | 0 | 0 | 0 | 0 | 21400
2037 | 840 | 0 | 270 | 0 | 1020 | 0 | 0 | 0 | 0 | 0 | 0 | 0 | 0 | 0 | 2130 | 2037 | 3750 | 5940 | 270 | 0 | 9070 | 600 | 2100 | 1800 | 0 | 0 | 0 | 0 | 0 | 0 | 23530
2038 | 0 | 0 | 540 | 0 | 1020 | 270 | 0 | 0 | 0 | 0 | 0 | 0 | 0 | 0 | 1830 | 2038 | 3750 | 5940 | 810 | 0 | 10090 | 870 | 2100 | 1800 | 0 | 0 | 0 | 0 | 0 | 0 | 25360
2039 | 600 | 600 | 570 | 0 | 1020 | 300 | 0 | 1200 | 1500 | 0 | 0 | 0 | 0 | 600 | 6390 | 2039 | 4350 | 6540 | 1380 | 0 | 11110 | 1170 | 2100 | 3000 | 1500 | 0 | 0 | 0 | 0 | 600 | 31750
2040 | 600 | 600 | 0 | 0 | 1020 | 300 | 0 | 0 | 0 | 0 | 0 | 0 | 0 | 420 | 2940 | 2040 | 4950 | 7140 | 1380 | 0 | 12130 | 1470 | 2100 | 3000 | 1500 | 0 | 0 | 0 | 0 | 1020 | 34690
2041 | 210 | 0 | 0 | 0 | 1020 | 0 | 0 | 0 | 0 | 0 | 0 | 0 | 0 | 0 | 1230 | 2041 | 5160 | 7140 | 1380 | 0 | 13150 | 1470 | 2100 | 3000 | 1500 | 0 | 0 | 0 | 0 | 1020 | 35920
2042 | 300 | 210 | 0 | 0 | 1020 | 0 | 0 | 0 | 0 | 0 | 0 | 0 | 0 | 0 | 1530 | 2042 | 5460 | 7350 | 1380 | 0 | 14170 | 1470 | 2100 | 3000 | 1500 | 0 | 0 | 0 | 0 | 1020 | 37450
2043 | 120 | 420 | 0 | 0 | 1020 | 0 | 0 | 0 | 0 | 0 | 0 | 0 | 0 | 0 | 1560 | 2043 | 5580 | 7770 | 1380 | 0 | 15190 | 1470 | 2100 | 3000 | 1500 | 0 | 0 | 0 | 0 | 1020 | 39010
2044 | 240 | 420 | 0 | 0 | 1020 | 300 | 0 | 0 | 0 | 0 | 0 | 0 | 0 | 0 | 1980 | 2044 | 5820 | 8190 | 1380 | 0 | 16210 | 1770 | 2100 | 3000 | 1500 | 0 | 0 | 0 | 0 | 1020 | 40990
| 5820 | 8190 | 1380 | 0 | 16210 | 1770 | 2100 | 3000 | 1500 | 0 |  |  | 0 | 1020 | 40990 |  | 5820 | 8190 | 1380 | 0 | 16210 | 1770 | 2100 | 3000 | 1500 | 0 | 0 | 0 | 0 | 1020 | 40990

## 111-MG50
Capacity Expansion Plan - 111-HG0
Incremental | [15 empty] | Cumulative
Year | CT w/ SCR | CC | CC w/ CCS - Local | CC w/ CCS - Distant | Solar | Wind | Battery 4-hr (T1) | Battery 4-hr (T2) | Battery 4-hr (T3) | Battery 4-hr (T4) | Battery 4-hr (T1_2) | Battery 4-hr (T2_2) | Medium Duration Storage | Nuclear | Total | Year | CT w/ SCR | CC | CC w/ CCS - Local | CC w/ CCS - Distant | Solar | Wind | Battery 4-hr (T1) | Battery 4-hr (T2) | Battery 4-hr (T3) | Battery 4-hr (T4) | Battery 4-hr (T1_2) | Battery 4-hr (T2_2) | Medium Duration Storage | Nuclear | Total
2025 | 0 | 0 | 0 | 0 | 0 | 0 | 0 | 0 | 0 | 0 | 0 | 0 | 0 | 0 | 0 | 2025 | 0 | 0 | 0 | 0 | 0 | 0 | 0 | 0 | 0 | 0 | 0 | 0 | 0 | 0 | 0
2026 | 0 | 0 | 0 | 0 | 0 | 0 | 0 | 0 | 0 | 0 | 0 | 0 | 0 | 0 | 0 | 2026 | 0 | 0 | 0 | 0 | 0 | 0 | 0 | 0 | 0 | 0 | 0 | 0 | 0 | 0 | 0
2027 | 0 | 0 | 0 | 0 | 0 | 0 | 0 | 0 | 0 | 0 | 0 | 0 | 0 | 0 | 0 | 2027 | 0 | 0 | 0 | 0 | 0 | 0 | 0 | 0 | 0 | 0 | 0 | 0 | 0 | 0 | 0
2028 | 0 | 0 | 0 | 0 | 1500 | 0 | 1500 | 0 | 0 | 0 | 0 | 0 | 0 | 0 | 3000 | 2028 | 0 | 0 | 0 | 0 | 1500 | 0 | 1500 | 0 | 0 | 0 | 0 | 0 | 0 | 0 | 3000
2029 | 900 | 900 | 0 | 0 | 1500 | 0 | 600 | 2100 | 0 | 0 | 0 | 0 | 0 | 0 | 6000 | 2029 | 900 | 900 | 0 | 0 | 3000 | 0 | 2100 | 2100 | 0 | 0 | 0 | 0 | 0 | 0 | 9000
2030 | 600 | 1500 | 0 | 0 | 0 | 0 | 0 | 0 | 0 | 0 | 0 | 0 | 0 | 0 | 2100 | 2030 | 1500 | 2400 | 0 | 0 | 3000 | 0 | 2100 | 2100 | 0 | 0 | 0 | 0 | 0 | 0 | 11100
2031 | 300 | 2100 | 0 | 0 | 900 | 0 | 0 | 900 | 0 | 0 | 0 | 0 | 0 | 0 | 4200 | 2031 | 1800 | 4500 | 0 | 0 | 3900 | 0 | 2100 | 3000 | 0 | 0 | 0 | 0 | 0 | 0 | 15300
2032 | 300 | 900 | 0 | 0 | 1500 | 0 | 0 | 0 | 0 | 0 | 0 | 0 | 0 | 0 | 2700 | 2032 | 2100 | 5400 | 0 | 0 | 5400 | 0 | 2100 | 3000 | 0 | 0 | 0 | 0 | 0 | 0 | 18000
2033 | 600 | 600 | 0 | 0 | 1500 | 300 | 0 | 0 | 0 | 0 | 0 | 0 | 0 | 0 | 3000 | 2033 | 2700 | 6000 | 0 | 0 | 6900 | 300 | 2100 | 3000 | 0 | 0 | 0 | 0 | 0 | 0 | 21000
2034 | 300 | 300 | 0 | 0 | 1500 | 300 | 0 | 0 | 0 | 0 | 0 | 0 | 0 | 0 | 2400 | 2034 | 3000 | 6300 | 0 | 0 | 8400 | 600 | 2100 | 3000 | 0 | 0 | 0 | 0 | 0 | 0 | 23400
2035 | 600 | 300 | 0 | 0 | 1500 | 300 | 0 | 0 | 0 | 0 | 0 | 0 | 0 | 0 | 2700 | 2035 | 3600 | 6600 | 0 | 0 | 9900 | 900 | 2100 | 3000 | 0 | 0 | 0 | 0 | 0 | 0 | 26100
2036 | 900 | 300 | 0 | 0 | 1500 | 300 | 0 | 0 | 300 | 0 | 0 | 0 | 0 | 0 | 3300 | 2036 | 4500 | 6900 | 0 | 0 | 11400 | 1200 | 2100 | 3000 | 300 | 0 | 0 | 0 | 0 | 0 | 29400
2037 | 0 | 300 | 300 | 0 | 1500 | 300 | 0 | 0 | 0 | 0 | 0 | 0 | 0 | 600 | 3000 | 2037 | 4500 | 7200 | 300 | 0 | 12900 | 1500 | 2100 | 3000 | 300 | 0 | 0 | 0 | 0 | 600 | 32400
2038 | 0 | 0 | 600 | 0 | 1500 | 300 | 0 | 0 | 0 | 0 | 0 | 0 | 0 | 300 | 2700 | 2038 | 4500 | 7200 | 900 | 0 | 14400 | 1800 | 2100 | 3000 | 300 | 0 | 0 | 0 | 0 | 900 | 35100
2039 | 1200 | 300 | 900 | 600 | 1500 | 300 | 0 | 0 | 600 | 0 | 0 | 0 | 0 | 600 | 6000 | 2039 | 5700 | 7500 | 1800 | 600 | 15900 | 2100 | 2100 | 3000 | 900 | 0 | 0 | 0 | 0 | 1500 | 41100
2040 | 300 | 300 | 0 | 0 | 1500 | 300 | 0 | 0 | 0 | 0 | 0 | 0 | 0 | 600 | 3000 | 2040 | 6000 | 7800 | 1800 | 600 | 17400 | 2400 | 2100 | 3000 | 900 | 0 | 0 | 0 | 0 | 2100 | 44100
2041 | 0 | 300 | 600 | 0 | 1500 | 300 | 0 | 0 | 0 | 0 | 0 | 0 | 0 | 600 | 3300 | 2041 | 6000 | 8100 | 2400 | 600 | 18900 | 2700 | 2100 | 3000 | 900 | 0 | 0 | 0 | 0 | 2700 | 47400
2042 | 0 | 0 | 600 | 0 | 1500 | 300 | 0 | 0 | 0 | 0 | 0 | 0 | 0 | 600 | 3000 | 2042 | 6000 | 8100 | 3000 | 600 | 20400 | 3000 | 2100 | 3000 | 900 | 0 | 0 | 0 | 0 | 3300 | 50400
2043 | 0 | 600 | 0 | 0 | 1500 | 300 | 0 | 0 | 900 | 0 | 0 | 0 | 0 | 0 | 3300 | 2043 | 6000 | 8700 | 3000 | 600 | 21900 | 3300 | 2100 | 3000 | 1800 | 0 | 0 | 0 | 0 | 3300 | 53700
2044 | 0 | 300 | 0 | 0 | 1500 | 300 | 0 | 0 | 1200 | 300 | 0 | 0 | 0 | 0 | 3600 | 2044 | 6000 | 9000 | 3000 | 600 | 23400 | 3600 | 2100 | 3000 | 3000 | 300 | 0 | 0 | 0 | 3300 | 57300
| 6000 | 9000 | 3000 | 600 | 23400 | 3600 | 2100 | 3000 | 3000 | 300 |  |  | 0 | 3300 | 57300 |  | 6000 | 9000 | 3000 | 600 | 23400 | 3600 | 2100 | 3000 | 3000 | 300 | 0 | 0 | 0 | 3300 | 57300

## 111-MG50 GPC
Capacity Expansion Plan - 111-HG0 (GPC Only)
Incremental | [15 empty] | Cumulative
Year | CT w/ SCR | CC | CC w/ CCS - Local | CC w/ CCS - Distant | Solar | Wind | Battery 4-hr (T1) | Battery 4-hr (T2) | Battery 4-hr (T3) | Battery 4-hr (T4) | Battery 4-hr (T1_2) | Battery 4-hr (T2_2) | Medium Duration Storage | Nuclear | Total | Year | CT w/ SCR | CC | CC w/ CCS - Local | CC w/ CCS - Distant | Solar | Wind | Battery 4-hr (T1) | Battery 4-hr (T2) | Battery 4-hr (T3) | Battery 4-hr (T4) | Battery 4-hr (T1_2) | Battery 4-hr (T2_2) | Medium Duration Storage | Nuclear | Total
2025 | 0 | 0 | 0 | 0 | 0 | 0 | 0 | 0 | 0 | 0 | 0 | 0 | 0 | 0 | 0 | 2025 | 0 | 0 | 0 | 0 | 0 | 0 | 0 | 0 | 0 | 0 | 0 | 0 | 0 | 0 | 0
2026 | 0 | 0 | 0 | 0 | 0 | 0 | 0 | 0 | 0 | 0 | 0 | 0 | 0 | 0 | 0 | 2026 | 0 | 0 | 0 | 0 | 0 | 0 | 0 | 0 | 0 | 0 | 0 | 0 | 0 | 0 | 0
2027 | 0 | 0 | 0 | 0 | 0 | 0 | 0 | 0 | 0 | 0 | 0 | 0 | 0 | 0 | 0 | 2027 | 0 | 0 | 0 | 0 | 0 | 0 | 0 | 0 | 0 | 0 | 0 | 0 | 0 | 0 | 0
2028 | 0 | 0 | 0 | 0 | 1370 | 0 | 1500 | 0 | 0 | 0 | 0 | 0 | 0 | 0 | 2870 | 2028 | 0 | 0 | 0 | 0 | 1370 | 0 | 1500 | 0 | 0 | 0 | 0 | 0 | 0 | 0 | 2870
2029 | 900 | 0 | 0 | 0 | 1380 | 0 | 390 | 1800 | 0 | 0 | 0 | 0 | 0 | 0 | 4470 | 2029 | 900 | 0 | 0 | 0 | 2750 | 0 | 1890 | 1800 | 0 | 0 | 0 | 0 | 0 | 0 | 7340
2030 | 600 | 1260 | 0 | 0 | 0 | 0 | 0 | 0 | 0 | 0 | 0 | 0 | 0 | 0 | 1860 | 2030 | 1500 | 1260 | 0 | 0 | 2750 | 0 | 1890 | 1800 | 0 | 0 | 0 | 0 | 0 | 0 | 9200
2031 | 300 | 2100 | 0 | 0 | 600 | 0 | 0 | 780 | 0 | 0 | 0 | 0 | 0 | 0 | 3780 | 2031 | 1800 | 3360 | 0 | 0 | 3350 | 0 | 1890 | 2580 | 0 | 0 | 0 | 0 | 0 | 0 | 12980
2032 | 300 | 630 | 0 | 0 | 990 | 0 | 0 | 0 | 0 | 0 | 0 | 0 | 0 | 0 | 1920 | 2032 | 2100 | 3990 | 0 | 0 | 4340 | 0 | 1890 | 2580 | 0 | 0 | 0 | 0 | 0 | 0 | 14900
2033 | 420 | 420 | 0 | 0 | 990 | 120 | 0 | 0 | 0 | 0 | 0 | 0 | 0 | 0 | 1950 | 2033 | 2520 | 4410 | 0 | 0 | 5330 | 120 | 1890 | 2580 | 0 | 0 | 0 | 0 | 0 | 0 | 16850
2034 | 210 | 210 | 0 | 0 | 990 | 60 | 0 | 0 | 0 | 0 | 0 | 0 | 0 | 0 | 1470 | 2034 | 2730 | 4620 | 0 | 0 | 6320 | 180 | 1890 | 2580 | 0 | 0 | 0 | 0 | 0 | 0 | 18320
2035 | 600 | 300 | 0 | 0 | 990 | 300 | 0 | 0 | 0 | 0 | 0 | 0 | 0 | 0 | 2190 | 2035 | 3330 | 4920 | 0 | 0 | 7310 | 480 | 1890 | 2580 | 0 | 0 | 0 | 0 | 0 | 0 | 20510
2036 | 630 | 210 | 0 | 0 | 1020 | 150 | 0 | 0 | 210 | 0 | 0 | 0 | 0 | 0 | 2220 | 2036 | 3960 | 5130 | 0 | 0 | 8330 | 630 | 1890 | 2580 | 210 | 0 | 0 | 0 | 0 | 0 | 22730
2037 | 0 | 210 | 270 | 0 | 1020 | 30 | 0 | 0 | 0 | 0 | 0 | 0 | 0 | 420 | 1950 | 2037 | 3960 | 5340 | 270 | 0 | 9350 | 660 | 1890 | 2580 | 210 | 0 | 0 | 0 | 0 | 420 | 24680
2038 | 0 | 0 | 540 | 0 | 1020 | 180 | 0 | 0 | 0 | 0 | 0 | 0 | 0 | 210 | 1950 | 2038 | 3960 | 5340 | 810 | 0 | 10370 | 840 | 1890 | 2580 | 210 | 0 | 0 | 0 | 0 | 630 | 26630
2039 | 1200 | 300 | 660 | 600 | 1020 | 300 | 0 | 0 | 600 | 0 | 0 | 0 | 0 | 600 | 5280 | 2039 | 5160 | 5640 | 1470 | 600 | 11390 | 1140 | 1890 | 2580 | 810 | 0 | 0 | 0 | 0 | 1230 | 31910
2040 | 300 | 300 | 0 | 0 | 1020 | 300 | 0 | 0 | 0 | 0 | 0 | 0 | 0 | 600 | 2520 | 2040 | 5460 | 5940 | 1470 | 600 | 12410 | 1440 | 1890 | 2580 | 810 | 0 | 0 | 0 | 0 | 1830 | 34430
2041 | 0 | 210 | 0 | 0 | 1020 | 0 | 0 | 0 | 0 | 0 | 0 | 0 | 0 | 420 | 1650 | 2041 | 5460 | 6150 | 1470 | 600 | 13430 | 1440 | 1890 | 2580 | 810 | 0 | 0 | 0 | 0 | 2250 | 36080
2042 | 0 | 0 | 0 | 0 | 1020 | 300 | 0 | 0 | 0 | 0 | 0 | 0 | 0 | 510 | 1830 | 2042 | 5460 | 6150 | 1470 | 600 | 14450 | 1740 | 1890 | 2580 | 810 | 0 | 0 | 0 | 0 | 2760 | 37910
2043 | 0 | 510 | 0 | 0 | 1020 | 300 | 0 | 0 | 630 | 0 | 0 | 0 | 0 | 0 | 2460 | 2043 | 5460 | 6660 | 1470 | 600 | 15470 | 2040 | 1890 | 2580 | 1440 | 0 | 0 | 0 | 0 | 2760 | 40370
2044 | 0 | 240 | 0 | 0 | 1020 | 300 | 0 | 0 | 840 | 210 | 0 | 0 | 0 | 0 | 2610 | 2044 | 5460 | 6900 | 1470 | 600 | 16490 | 2340 | 1890 | 2580 | 2280 | 210 | 0 | 0 | 0 | 2760 | 42980
| 5460 | 6900 | 1470 | 600 | 16490 | 2340 | 1890 | 2580 | 2280 | 210 |  |  | 0 | 2760 | 42980 |  | 5460 | 6900 | 1470 | 600 | 16490 | 2340 | 1890 | 2580 | 2280 | 210 | 0 | 0 | 0 | 2760 | 42980

## LG0
Capacity Expansion Plan - LG0
Incremental | [15 empty] | Cumulative
Year | CT w/ SCR | CC | CC w/ CCS - Local | CC w/ CCS - Distant | Solar | Wind | Battery 4-hr (T1) | Battery 4-hr (T2) | Battery 4-hr (T3) | Battery 4-hr (T4) | Battery 4-hr (T1_2) | Battery 4-hr (T2_2) | Medium Duration Storage | Nuclear | Total | Year | CT w/ SCR | CC | CC w/ CCS - Local | CC w/ CCS - Distant | Solar | Wind | Battery 4-hr (T1) | Battery 4-hr (T2) | Battery 4-hr (T3) | Battery 4-hr (T4) | Battery 4-hr (T1_2) | Battery 4-hr (T2_2) | Medium Duration Storage | Nuclear | Total
2025 | 0 | 0 | 0 | 0 | 0 | 0 | 0 | 0 | 0 | 0 | 0 | 0 | 0 | 0 | 0 | 2025 | 0 | 0 | 0 | 0 | 0 | 0 | 0 | 0 | 0 | 0 | 0 | 0 | 0 | 0 | 0
2026 | 0 | 0 | 0 | 0 | 0 | 0 | 0 | 0 | 0 | 0 | 0 | 0 | 0 | 0 | 0 | 2026 | 0 | 0 | 0 | 0 | 0 | 0 | 0 | 0 | 0 | 0 | 0 | 0 | 0 | 0 | 0
2027 | 0 | 0 | 0 | 0 | 0 | 0 | 0 | 0 | 0 | 0 | 0 | 0 | 0 | 0 | 0 | 2027 | 0 | 0 | 0 | 0 | 0 | 0 | 0 | 0 | 0 | 0 | 0 | 0 | 0 | 0 | 0
2028 | 0 | 0 | 0 | 0 | 0 | 0 | 1800 | 0 | 0 | 0 | 0 | 0 | 0 | 0 | 1800 | 2028 | 0 | 0 | 0 | 0 | 0 | 0 | 1800 | 0 | 0 | 0 | 0 | 0 | 0 | 0 | 1800
2029 | 900 | 900 | 0 | 0 | 0 | 0 | 300 | 2100 | 0 | 0 | 0 | 0 | 0 | 0 | 4200 | 2029 | 900 | 900 | 0 | 0 | 0 | 0 | 2100 | 2100 | 0 | 0 | 0 | 0 | 0 | 0 | 6000
2030 | 600 | 1500 | 0 | 0 | 0 | 0 | 0 | 0 | 0 | 0 | 0 | 0 | 0 | 0 | 2100 | 2030 | 1500 | 2400 | 0 | 0 | 0 | 0 | 2100 | 2100 | 0 | 0 | 0 | 0 | 0 | 0 | 8100
2031 | 300 | 3000 | 0 | 0 | 0 | 0 | 0 | 0 | 0 | 0 | 0 | 0 | 0 | 0 | 3300 | 2031 | 1800 | 5400 | 0 | 0 | 0 | 0 | 2100 | 2100 | 0 | 0 | 0 | 0 | 0 | 0 | 11400
2032 | 900 | 0 | 0 | 0 | 0 | 0 | 0 | 0 | 0 | 0 | 0 | 0 | 0 | 0 | 900 | 2032 | 2700 | 5400 | 0 | 0 | 0 | 0 | 2100 | 2100 | 0 | 0 | 0 | 0 | 0 | 0 | 12300
2033 | 900 | 0 | 0 | 0 | 0 | 300 | 0 | 0 | 0 | 0 | 0 | 0 | 0 | 0 | 1200 | 2033 | 3600 | 5400 | 0 | 0 | 0 | 300 | 2100 | 2100 | 0 | 0 | 0 | 0 | 0 | 0 | 13500
2034 | 600 | 0 | 0 | 0 | 300 | 300 | 0 | 0 | 0 | 0 | 0 | 0 | 0 | 0 | 1200 | 2034 | 4200 | 5400 | 0 | 0 | 300 | 600 | 2100 | 2100 | 0 | 0 | 0 | 0 | 0 | 0 | 14700
2035 | 300 | 1200 | 0 | 0 | 1500 | 300 | 0 | 300 | 0 | 0 | 0 | 0 | 0 | 0 | 3600 | 2035 | 4500 | 6600 | 0 | 0 | 1800 | 900 | 2100 | 2400 | 0 | 0 | 0 | 0 | 0 | 0 | 18300
2036 | 900 | 2700 | 0 | 0 | 1500 | 300 | 0 | 600 | 1200 | 0 | 0 | 0 | 0 | 0 | 7200 | 2036 | 5400 | 9300 | 0 | 0 | 3300 | 1200 | 2100 | 3000 | 1200 | 0 | 0 | 0 | 0 | 0 | 25500
2037 | 300 | 0 | 0 | 0 | 1500 | 300 | 0 | 0 | 0 | 0 | 0 | 0 | 0 | 0 | 2100 | 2037 | 5700 | 9300 | 0 | 0 | 4800 | 1500 | 2100 | 3000 | 1200 | 0 | 0 | 0 | 0 | 0 | 27600
2038 | 300 | 0 | 0 | 0 | 1500 | 300 | 0 | 0 | 600 | 0 | 0 | 0 | 0 | 0 | 2700 | 2038 | 6000 | 9300 | 0 | 0 | 6300 | 1800 | 2100 | 3000 | 1800 | 0 | 0 | 0 | 0 | 0 | 30300
2039 | 300 | 1200 | 0 | 0 | 1500 | 300 | 0 | 0 | 0 | 0 | 0 | 0 | 0 | 0 | 3300 | 2039 | 6300 | 10500 | 0 | 0 | 7800 | 2100 | 2100 | 3000 | 1800 | 0 | 0 | 0 | 0 | 0 | 33600
2040 | 1200 | 0 | 0 | 0 | 1500 | 300 | 0 | 0 | 0 | 0 | 0 | 0 | 0 | 0 | 3000 | 2040 | 7500 | 10500 | 0 | 0 | 9300 | 2400 | 2100 | 3000 | 1800 | 0 | 0 | 0 | 0 | 0 | 36600
2041 | 600 | 0 | 0 | 0 | 1500 | 300 | 0 | 0 | 0 | 0 | 0 | 0 | 0 | 0 | 2400 | 2041 | 8100 | 10500 | 0 | 0 | 10800 | 2700 | 2100 | 3000 | 1800 | 0 | 0 | 0 | 0 | 0 | 39000
2042 | 1200 | 0 | 0 | 0 | 1500 | 300 | 0 | 0 | 0 | 0 | 0 | 0 | 0 | 0 | 3000 | 2042 | 9300 | 10500 | 0 | 0 | 12300 | 3000 | 2100 | 3000 | 1800 | 0 | 0 | 0 | 0 | 0 | 42000
2043 | 300 | 0 | 0 | 0 | 1500 | 300 | 0 | 0 | 600 | 0 | 0 | 0 | 0 | 0 | 2700 | 2043 | 9600 | 10500 | 0 | 0 | 13800 | 3300 | 2100 | 3000 | 2400 | 0 | 0 | 0 | 0 | 0 | 44700
2044 | 900 | 0 | 1200 | 0 | 1500 | 300 | 0 | 0 | 0 | 0 | 0 | 0 | 0 | 0 | 3900 | 2044 | 10500 | 10500 | 1200 | 0 | 15300 | 3600 | 2100 | 3000 | 2400 | 0 | 0 | 0 | 0 | 0 | 48600
| 10500 | 10500 | 1200 | 0 | 15300 | 3600 | 2100 | 3000 | 2400 | 0 |  |  | 0 | 0 | 48600 |  | 10500 | 10500 | 1200 | 0 | 15300 | 3600 | 2100 | 3000 | 2400 | 0 | 0 | 0 | 0 | 0 | 48600

## LG0-GPC
Capacity Expansion Plan - LG0 (GPC Only)
Incremental | [15 empty] | Cumulative
Year | CT w/ SCR | CC | CC w/ CCS - Local | CC w/ CCS - Distant | Solar | Wind | Battery 4-hr (T1) | Battery 4-hr (T2) | Battery 4-hr (T3) | Battery 4-hr (T4) | Battery 4-hr (T1_2) | Battery 4-hr (T2_2) | Medium Duration Storage | Nuclear | Total | Year | CT w/ SCR | CC | CC w/ CCS - Local | CC w/ CCS - Distant | Solar | Wind | Battery 4-hr (T1) | Battery 4-hr (T2) | Battery 4-hr (T3) | Battery 4-hr (T4) | Battery 4-hr (T1_2) | Battery 4-hr (T2_2) | Medium Duration Storage | Nuclear | Total
2025 | 0 | 0 | 0 | 0 | 0 | 0 | 0 | 0 | 0 | 0 | 0 | 0 | 0 | 0 | 0 | 2025 | 0 | 0 | 0 | 0 | 0 | 0 | 0 | 0 | 0 | 0 | 0 | 0 | 0 | 0 | 0
2026 | 0 | 0 | 0 | 0 | 0 | 0 | 0 | 0 | 0 | 0 | 0 | 0 | 0 | 0 | 0 | 2026 | 0 | 0 | 0 | 0 | 0 | 0 | 0 | 0 | 0 | 0 | 0 | 0 | 0 | 0 | 0
2027 | 0 | 0 | 0 | 0 | 0 | 0 | 0 | 0 | 0 | 0 | 0 | 0 | 0 | 0 | 0 | 2027 | 0 | 0 | 0 | 0 | 0 | 0 | 0 | 0 | 0 | 0 | 0 | 0 | 0 | 0 | 0
2028 | 0 | 0 | 0 | 0 | 0 | 0 | 1650 | 0 | 0 | 0 | 0 | 0 | 0 | 0 | 1650 | 2028 | 0 | 0 | 0 | 0 | 0 | 0 | 1650 | 0 | 0 | 0 | 0 | 0 | 0 | 0 | 1650
2029 | 900 | 0 | 0 | 0 | 0 | 0 | 210 | 1830 | 0 | 0 | 0 | 0 | 0 | 0 | 2940 | 2029 | 900 | 0 | 0 | 0 | 0 | 0 | 1860 | 1830 | 0 | 0 | 0 | 0 | 0 | 0 | 4590
2030 | 600 | 1200 | 0 | 0 | 0 | 0 | 0 | 0 | 0 | 0 | 0 | 0 | 0 | 0 | 1800 | 2030 | 1500 | 1200 | 0 | 0 | 0 | 0 | 1860 | 1830 | 0 | 0 | 0 | 0 | 0 | 0 | 6390
2031 | 300 | 2790 | 0 | 0 | 0 | 0 | 0 | 0 | 0 | 0 | 0 | 0 | 0 | 0 | 3090 | 2031 | 1800 | 3990 | 0 | 0 | 0 | 0 | 1860 | 1830 | 0 | 0 | 0 | 0 | 0 | 0 | 9480
2032 | 720 | 0 | 0 | 0 | 0 | 0 | 0 | 0 | 0 | 0 | 0 | 0 | 0 | 0 | 720 | 2032 | 2520 | 3990 | 0 | 0 | 0 | 0 | 1860 | 1830 | 0 | 0 | 0 | 0 | 0 | 0 | 10200
2033 | 630 | 0 | 0 | 0 | 0 | 180 | 0 | 0 | 0 | 0 | 0 | 0 | 0 | 0 | 810 | 2033 | 3150 | 3990 | 0 | 0 | 0 | 180 | 1860 | 1830 | 0 | 0 | 0 | 0 | 0 | 0 | 11010
2034 | 420 | 0 | 0 | 0 | 210 | 60 | 0 | 0 | 0 | 0 | 0 | 0 | 0 | 0 | 690 | 2034 | 3570 | 3990 | 0 | 0 | 210 | 240 | 1860 | 1830 | 0 | 0 | 0 | 0 | 0 | 0 | 11700
2035 | 300 | 1020 | 0 | 0 | 990 | 300 | 0 | 210 | 0 | 0 | 0 | 0 | 0 | 0 | 2820 | 2035 | 3870 | 5010 | 0 | 0 | 1200 | 540 | 1860 | 2040 | 0 | 0 | 0 | 0 | 0 | 0 | 14520
2036 | 900 | 2700 | 0 | 0 | 1020 | 300 | 0 | 420 | 990 | 0 | 0 | 0 | 0 | 0 | 6330 | 2036 | 4770 | 7710 | 0 | 0 | 2220 | 840 | 1860 | 2460 | 990 | 0 | 0 | 0 | 0 | 0 | 20850
2037 | 240 | 0 | 0 | 0 | 1020 | 300 | 0 | 0 | 0 | 0 | 0 | 0 | 0 | 0 | 1560 | 2037 | 5010 | 7710 | 0 | 0 | 3240 | 1140 | 1860 | 2460 | 990 | 0 | 0 | 0 | 0 | 0 | 22410
2038 | 300 | 0 | 0 | 0 | 1020 | 300 | 0 | 0 | 480 | 0 | 0 | 0 | 0 | 0 | 2100 | 2038 | 5310 | 7710 | 0 | 0 | 4260 | 1440 | 1860 | 2460 | 1470 | 0 | 0 | 0 | 0 | 0 | 24510
2039 | 300 | 870 | 0 | 0 | 1020 | 300 | 0 | 0 | 0 | 0 | 0 | 0 | 0 | 0 | 2490 | 2039 | 5610 | 8580 | 0 | 0 | 5280 | 1740 | 1860 | 2460 | 1470 | 0 | 0 | 0 | 0 | 0 | 27000
2040 | 960 | 0 | 0 | 0 | 1020 | 300 | 0 | 0 | 0 | 0 | 0 | 0 | 0 | 0 | 2280 | 2040 | 6570 | 8580 | 0 | 0 | 6300 | 2040 | 1860 | 2460 | 1470 | 0 | 0 | 0 | 0 | 0 | 29280
2041 | 0 | 0 | 0 | 0 | 1020 | 0 | 0 | 0 | 0 | 0 | 0 | 0 | 0 | 0 | 1020 | 2041 | 6570 | 8580 | 0 | 0 | 7320 | 2040 | 1860 | 2460 | 1470 | 0 | 0 | 0 | 0 | 0 | 30300
2042 | 690 | 0 | 0 | 0 | 1020 | 0 | 0 | 0 | 0 | 0 | 0 | 0 | 0 | 0 | 1710 | 2042 | 7260 | 8580 | 0 | 0 | 8340 | 2040 | 1860 | 2460 | 1470 | 0 | 0 | 0 | 0 | 0 | 32010
2043 | 150 | 0 | 0 | 0 | 1020 | 0 | 0 | 0 | 420 | 0 | 0 | 0 | 0 | 0 | 1590 | 2043 | 7410 | 8580 | 0 | 0 | 9360 | 2040 | 1860 | 2460 | 1890 | 0 | 0 | 0 | 0 | 0 | 33600
2044 | 510 | 0 | 990 | 0 | 1020 | 0 | 0 | 0 | 0 | 0 | 0 | 0 | 0 | 0 | 2520 | 2044 | 7920 | 8580 | 990 | 0 | 10380 | 2040 | 1860 | 2460 | 1890 | 0 | 0 | 0 | 0 | 0 | 36120
| 7920 | 8580 | 990 | 0 | 10380 | 2040 | 1860 | 2460 | 1890 | 0 |  |  | 0 | 0 | 36120 |  | 7920 | 8580 | 990 | 0 | 10380 | 2040 | 1860 | 2460 | 1890 | 0 | 0 | 0 | 0 | 0 | 36120

## HG0
Capacity Expansion Plan - HG0
Incremental | [15 empty] | Cumulative
Year | CT w/ SCR | CC | CC w/ CCS - Local | CC w/ CCS - Distant | Solar | Wind | Battery 4-hr (T1) | Battery 4-hr (T2) | Battery 4-hr (T3) | Battery 4-hr (T4) | Battery 4-hr (T1_2) | Battery 4-hr (T2_2) | Medium Duration Storage | Nuclear | Total | Year | CT w/ SCR | CC | CC w/ CCS - Local | CC w/ CCS - Distant | Solar | Wind | Battery 4-hr (T1) | Battery 4-hr (T2) | Battery 4-hr (T3) | Battery 4-hr (T4) | Battery 4-hr (T1_2) | Battery 4-hr (T2_2) | Medium Duration Storage | Nuclear | Total
2025 | 0 | 0 | 0 | 0 | 0 | 0 | 0 | 0 | 0 | 0 | 0 | 0 | 0 | 0 | 0 | 2025 | 0 | 0 | 0 | 0 | 0 | 0 | 0 | 0 | 0 | 0 | 0 | 0 | 0 | 0 | 0
2026 | 0 | 0 | 0 | 0 | 0 | 0 | 0 | 0 | 0 | 0 | 0 | 0 | 0 | 0 | 0 | 2026 | 0 | 0 | 0 | 0 | 0 | 0 | 0 | 0 | 0 | 0 | 0 | 0 | 0 | 0 | 0
2027 | 0 | 0 | 0 | 0 | 0 | 0 | 0 | 0 | 0 | 0 | 0 | 0 | 0 | 0 | 0 | 2027 | 0 | 0 | 0 | 0 | 0 | 0 | 0 | 0 | 0 | 0 | 0 | 0 | 0 | 0 | 0
2028 | 0 | 0 | 0 | 0 | 1500 | 0 | 1200 | 0 | 0 | 0 | 0 | 0 | 0 | 0 | 2700 | 2028 | 0 | 0 | 0 | 0 | 1500 | 0 | 1200 | 0 | 0 | 0 | 0 | 0 | 0 | 0 | 2700
2029 | 300 | 900 | 0 | 0 | 1500 | 0 | 900 | 900 | 0 | 0 | 0 | 0 | 0 | 0 | 4500 | 2029 | 300 | 900 | 0 | 0 | 3000 | 0 | 2100 | 900 | 0 | 0 | 0 | 0 | 0 | 0 | 7200
2030 | 900 | 1500 | 0 | 0 | 0 | 0 | 0 | 0 | 0 | 0 | 0 | 0 | 0 | 0 | 2400 | 2030 | 1200 | 2400 | 0 | 0 | 3000 | 0 | 2100 | 900 | 0 | 0 | 0 | 0 | 0 | 0 | 9600
2031 | 300 | 2700 | 0 | 0 | 900 | 0 | 0 | 0 | 0 | 0 | 0 | 0 | 0 | 0 | 3900 | 2031 | 1500 | 5100 | 0 | 0 | 3900 | 0 | 2100 | 900 | 0 | 0 | 0 | 0 | 0 | 0 | 13500
2032 | 600 | 0 | 0 | 0 | 1500 | 0 | 0 | 0 | 0 | 0 | 0 | 0 | 0 | 0 | 2100 | 2032 | 2100 | 5100 | 0 | 0 | 5400 | 0 | 2100 | 900 | 0 | 0 | 0 | 0 | 0 | 0 | 15600
2033 | 600 | 0 | 0 | 0 | 1500 | 300 | 0 | 0 | 0 | 0 | 0 | 0 | 0 | 0 | 2400 | 2033 | 2700 | 5100 | 0 | 0 | 6900 | 300 | 2100 | 900 | 0 | 0 | 0 | 0 | 0 | 0 | 18000
2034 | 600 | 0 | 0 | 0 | 1500 | 300 | 0 | 0 | 0 | 0 | 0 | 0 | 0 | 0 | 2400 | 2034 | 3300 | 5100 | 0 | 0 | 8400 | 600 | 2100 | 900 | 0 | 0 | 0 | 0 | 0 | 0 | 20400
2035 | 600 | 1800 | 0 | 0 | 1500 | 300 | 0 | 0 | 0 | 0 | 0 | 0 | 0 | 0 | 4200 | 2035 | 3900 | 6900 | 0 | 0 | 9900 | 900 | 2100 | 900 | 0 | 0 | 0 | 0 | 0 | 0 | 24600
2036 | 600 | 2400 | 0 | 0 | 1500 | 300 | 0 | 2100 | 900 | 0 | 0 | 0 | 0 | 0 | 7800 | 2036 | 4500 | 9300 | 0 | 0 | 11400 | 1200 | 2100 | 3000 | 900 | 0 | 0 | 0 | 0 | 0 | 32400
2037 | 300 | 0 | 0 | 0 | 1500 | 300 | 0 | 0 | 0 | 0 | 0 | 0 | 0 | 0 | 2100 | 2037 | 4800 | 9300 | 0 | 0 | 12900 | 1500 | 2100 | 3000 | 900 | 0 | 0 | 0 | 0 | 0 | 34500
2038 | 300 | 0 | 0 | 0 | 1500 | 300 | 0 | 0 | 600 | 0 | 0 | 0 | 0 | 0 | 2700 | 2038 | 5100 | 9300 | 0 | 0 | 14400 | 1800 | 2100 | 3000 | 1500 | 0 | 0 | 0 | 0 | 0 | 37200
2039 | 300 | 1200 | 0 | 0 | 1500 | 300 | 0 | 0 | 900 | 0 | 0 | 0 | 0 | 0 | 4200 | 2039 | 5400 | 10500 | 0 | 0 | 15900 | 2100 | 2100 | 3000 | 2400 | 0 | 0 | 0 | 0 | 0 | 41400
2040 | 900 | 0 | 0 | 0 | 1500 | 300 | 0 | 0 | 300 | 0 | 0 | 0 | 0 | 0 | 3000 | 2040 | 6300 | 10500 | 0 | 0 | 17400 | 2400 | 2100 | 3000 | 2700 | 0 | 0 | 0 | 0 | 0 | 44400
2041 | 600 | 0 | 0 | 0 | 1500 | 300 | 0 | 0 | 300 | 0 | 0 | 0 | 0 | 0 | 2700 | 2041 | 6900 | 10500 | 0 | 0 | 18900 | 2700 | 2100 | 3000 | 3000 | 0 | 0 | 0 | 0 | 0 | 47100
2042 | 600 | 0 | 0 | 0 | 1500 | 300 | 0 | 0 | 0 | 1500 | 0 | 0 | 0 | 0 | 3900 | 2042 | 7500 | 10500 | 0 | 0 | 20400 | 3000 | 2100 | 3000 | 3000 | 1500 | 0 | 0 | 0 | 0 | 51000
2043 | 300 | 0 | 300 | 0 | 1500 | 300 | 0 | 0 | 0 | 0 | 0 | 0 | 0 | 0 | 2400 | 2043 | 7800 | 10500 | 300 | 0 | 21900 | 3300 | 2100 | 3000 | 3000 | 1500 | 0 | 0 | 0 | 0 | 53400
2044 | 300 | 0 | 300 | 0 | 1500 | 300 | 0 | 0 | 0 | 0 | 0 | 0 | 0 | 0 | 2400 | 2044 | 8100 | 10500 | 600 | 0 | 23400 | 3600 | 2100 | 3000 | 3000 | 1500 | 0 | 0 | 0 | 0 | 55800
| 8100 | 10500 | 600 | 0 | 23400 | 3600 | 2100 | 3000 | 3000 | 1500 |  |  | 0 | 0 | 55800 |  | 8100 | 10500 | 600 | 0 | 23400 | 3600 | 2100 | 3000 | 3000 | 1500 | 0 | 0 | 0 | 0 | 55800

## HG0-GPC
Capacity Expansion Plan - HG0 (GPC Only)
Incremental | [15 empty] | Cumulative
Year | CT w/ SCR | CC | CC w/ CCS - Local | CC w/ CCS - Distant | Solar | Wind | Battery 4-hr (T1) | Battery 4-hr (T2) | Battery 4-hr (T3) | Battery 4-hr (T4) | Battery 4-hr (T1_2) | Battery 4-hr (T2_2) | Medium Duration Storage | Nuclear | Total | Year | CT w/ SCR | CC | CC w/ CCS - Local | CC w/ CCS - Distant | Solar | Wind | Battery 4-hr (T1) | Battery 4-hr (T2) | Battery 4-hr (T3) | Battery 4-hr (T4) | Battery 4-hr (T1_2) | Battery 4-hr (T2_2) | Medium Duration Storage | Nuclear | Total
2025 | 0 | 0 | 0 | 0 | 0 | 0 | 0 | 0 | 0 | 0 | 0 | 0 | 0 | 0 | 0 | 2025 | 0 | 0 | 0 | 0 | 0 | 0 | 0 | 0 | 0 | 0 | 0 | 0 | 0 | 0 | 0
2026 | 0 | 0 | 0 | 0 | 0 | 0 | 0 | 0 | 0 | 0 | 0 | 0 | 0 | 0 | 0 | 2026 | 0 | 0 | 0 | 0 | 0 | 0 | 0 | 0 | 0 | 0 | 0 | 0 | 0 | 0 | 0
2027 | 0 | 0 | 0 | 0 | 0 | 0 | 0 | 0 | 0 | 0 | 0 | 0 | 0 | 0 | 0 | 2027 | 0 | 0 | 0 | 0 | 0 | 0 | 0 | 0 | 0 | 0 | 0 | 0 | 0 | 0 | 0
2028 | 0 | 0 | 0 | 0 | 1370 | 0 | 1200 | 0 | 0 | 0 | 0 | 0 | 0 | 0 | 2570 | 2028 | 0 | 0 | 0 | 0 | 1370 | 0 | 1200 | 0 | 0 | 0 | 0 | 0 | 0 | 0 | 2570
2029 | 300 | 0 | 0 | 0 | 1380 | 0 | 900 | 900 | 0 | 0 | 0 | 0 | 0 | 0 | 3480 | 2029 | 300 | 0 | 0 | 0 | 2750 | 0 | 2100 | 900 | 0 | 0 | 0 | 0 | 0 | 0 | 6050
2030 | 900 | 1200 | 0 | 0 | 0 | 0 | 0 | 0 | 0 | 0 | 0 | 0 | 0 | 0 | 2100 | 2030 | 1200 | 1200 | 0 | 0 | 2750 | 0 | 2100 | 900 | 0 | 0 | 0 | 0 | 0 | 0 | 8150
2031 | 300 | 2640 | 0 | 0 | 600 | 0 | 0 | 0 | 0 | 0 | 0 | 0 | 0 | 0 | 3540 | 2031 | 1500 | 3840 | 0 | 0 | 3350 | 0 | 2100 | 900 | 0 | 0 | 0 | 0 | 0 | 0 | 11690
2032 | 540 | 0 | 0 | 0 | 990 | 0 | 0 | 0 | 0 | 0 | 0 | 0 | 0 | 0 | 1530 | 2032 | 2040 | 3840 | 0 | 0 | 4340 | 0 | 2100 | 900 | 0 | 0 | 0 | 0 | 0 | 0 | 13220
2033 | 420 | 0 | 0 | 0 | 990 | 270 | 0 | 0 | 0 | 0 | 0 | 0 | 0 | 0 | 1680 | 2033 | 2460 | 3840 | 0 | 0 | 5330 | 270 | 2100 | 900 | 0 | 0 | 0 | 0 | 0 | 0 | 14900
2034 | 420 | 0 | 0 | 0 | 990 | 60 | 0 | 0 | 0 | 0 | 0 | 0 | 0 | 0 | 1470 | 2034 | 2880 | 3840 | 0 | 0 | 6320 | 330 | 2100 | 900 | 0 | 0 | 0 | 0 | 0 | 0 | 16370
2035 | 600 | 1290 | 0 | 0 | 990 | 300 | 0 | 0 | 0 | 0 | 0 | 0 | 0 | 0 | 3180 | 2035 | 3480 | 5130 | 0 | 0 | 7310 | 630 | 2100 | 900 | 0 | 0 | 0 | 0 | 0 | 0 | 19550
2036 | 600 | 2400 | 0 | 0 | 1020 | 300 | 0 | 1560 | 900 | 0 | 0 | 0 | 0 | 0 | 6780 | 2036 | 4080 | 7530 | 0 | 0 | 8330 | 930 | 2100 | 2460 | 900 | 0 | 0 | 0 | 0 | 0 | 26330
2037 | 240 | 0 | 0 | 0 | 1020 | 300 | 0 | 0 | 0 | 0 | 0 | 0 | 0 | 0 | 1560 | 2037 | 4320 | 7530 | 0 | 0 | 9350 | 1230 | 2100 | 2460 | 900 | 0 | 0 | 0 | 0 | 0 | 27890
2038 | 300 | 0 | 0 | 0 | 1020 | 300 | 0 | 0 | 450 | 0 | 0 | 0 | 0 | 0 | 2070 | 2038 | 4620 | 7530 | 0 | 0 | 10370 | 1530 | 2100 | 2460 | 1350 | 0 | 0 | 0 | 0 | 0 | 29960
2039 | 300 | 840 | 0 | 0 | 1020 | 300 | 0 | 0 | 630 | 0 | 0 | 0 | 0 | 0 | 3090 | 2039 | 4920 | 8370 | 0 | 0 | 11390 | 1830 | 2100 | 2460 | 1980 | 0 | 0 | 0 | 0 | 0 | 33050
2040 | 780 | 0 | 0 | 0 | 1020 | 300 | 0 | 0 | 210 | 0 | 0 | 0 | 0 | 0 | 2310 | 2040 | 5700 | 8370 | 0 | 0 | 12410 | 2130 | 2100 | 2460 | 2190 | 0 | 0 | 0 | 0 | 0 | 35360
2041 | 0 | 0 | 0 | 0 | 1020 | 0 | 0 | 0 | 210 | 0 | 0 | 0 | 0 | 0 | 1230 | 2041 | 5700 | 8370 | 0 | 0 | 13430 | 2130 | 2100 | 2460 | 2400 | 0 | 0 | 0 | 0 | 0 | 36590
2042 | 300 | 0 | 0 | 0 | 1020 | 0 | 0 | 0 | 0 | 1080 | 0 | 0 | 0 | 0 | 2400 | 2042 | 6000 | 8370 | 0 | 0 | 14450 | 2130 | 2100 | 2460 | 2400 | 1080 | 0 | 0 | 0 | 0 | 38990
2043 | 180 | 0 | 150 | 0 | 1020 | 0 | 0 | 0 | 0 | 0 | 0 | 0 | 0 | 0 | 1350 | 2043 | 6180 | 8370 | 150 | 0 | 15470 | 2130 | 2100 | 2460 | 2400 | 1080 | 0 | 0 | 0 | 0 | 40340
2044 | 210 | 0 | 240 | 0 | 1020 | 300 | 0 | 0 | 0 | 0 | 0 | 0 | 0 | 0 | 1770 | 2044 | 6390 | 8370 | 390 | 0 | 16490 | 2430 | 2100 | 2460 | 2400 | 1080 | 0 | 0 | 0 | 0 | 42110
| 6390 | 8370 | 390 | 0 | 16490 | 2430 | 2100 | 2460 | 2400 | 1080 |  |  | 0 | 0 | 42110 |  | 6390 | 8370 | 390 | 0 | 16490 | 2430 | 2100 | 2460 | 2400 | 1080 | 0 | 0 | 0 | 0 | 42110

## MG20
Capacity Expansion Plan - MG20
Incremental | [15 empty] | Cumulative
Year | CT w/ SCR | CC | CC w/ CCS - Local | CC w/ CCS - Distant | Solar | Wind | Battery 4-hr (T1) | Battery 4-hr (T2) | Battery 4-hr (T3) | Battery 4-hr (T4) | Battery 4-hr (T1_2) | Battery 4-hr (T2_2) | Medium Duration Storage | Nuclear | Total | Year | CT w/ SCR | CC | CC w/ CCS - Local | CC w/ CCS - Distant | Solar | Wind | Battery 4-hr (T1) | Battery 4-hr (T2) | Battery 4-hr (T3) | Battery 4-hr (T4) | Battery 4-hr (T1_2) | Battery 4-hr (T2_2) | Medium Duration Storage | Nuclear | Total
2025 | 0 | 0 | 0 | 0 | 0 | 0 | 0 | 0 | 0 | 0 | 0 | 0 | 0 | 0 | 0 | 2025 | 0 | 0 | 0 | 0 | 0 | 0 | 0 | 0 | 0 | 0 | 0 | 0 | 0 | 0 | 0
2026 | 0 | 0 | 0 | 0 | 0 | 0 | 0 | 0 | 0 | 0 | 0 | 0 | 0 | 0 | 0 | 2026 | 0 | 0 | 0 | 0 | 0 | 0 | 0 | 0 | 0 | 0 | 0 | 0 | 0 | 0 | 0
2027 | 0 | 0 | 0 | 0 | 0 | 0 | 0 | 0 | 0 | 0 | 0 | 0 | 0 | 0 | 0 | 2027 | 0 | 0 | 0 | 0 | 0 | 0 | 0 | 0 | 0 | 0 | 0 | 0 | 0 | 0 | 0
2028 | 0 | 0 | 0 | 0 | 1500 | 0 | 2100 | 900 | 0 | 0 | 0 | 0 | 0 | 0 | 4500 | 2028 | 0 | 0 | 0 | 0 | 1500 | 0 | 2100 | 900 | 0 | 0 | 0 | 0 | 0 | 0 | 4500
2029 | 1200 | 900 | 0 | 0 | 1500 | 0 | 0 | 900 | 0 | 0 | 0 | 0 | 0 | 0 | 4500 | 2029 | 1200 | 900 | 0 | 0 | 3000 | 0 | 2100 | 1800 | 0 | 0 | 0 | 0 | 0 | 0 | 9000
2030 | 300 | 2700 | 0 | 0 | 0 | 0 | 0 | 0 | 0 | 0 | 0 | 0 | 0 | 0 | 3000 | 2030 | 1500 | 3600 | 0 | 0 | 3000 | 0 | 2100 | 1800 | 0 | 0 | 0 | 0 | 0 | 0 | 12000
2031 | 0 | 2400 | 0 | 0 | 900 | 0 | 0 | 0 | 0 | 0 | 0 | 0 | 0 | 0 | 3300 | 2031 | 1500 | 6000 | 0 | 0 | 3900 | 0 | 2100 | 1800 | 0 | 0 | 0 | 0 | 0 | 0 | 15300
2032 | 600 | 300 | 0 | 0 | 1500 | 0 | 0 | 0 | 0 | 0 | 0 | 0 | 0 | 0 | 2400 | 2032 | 2100 | 6300 | 0 | 0 | 5400 | 0 | 2100 | 1800 | 0 | 0 | 0 | 0 | 0 | 0 | 17700
2033 | 300 | 0 | 0 | 0 | 1500 | 300 | 0 | 600 | 0 | 0 | 0 | 0 | 0 | 0 | 2700 | 2033 | 2400 | 6300 | 0 | 0 | 6900 | 300 | 2100 | 2400 | 0 | 0 | 0 | 0 | 0 | 0 | 20400
2034 | 600 | 0 | 0 | 0 | 1500 | 300 | 0 | 0 | 0 | 0 | 0 | 0 | 0 | 0 | 2400 | 2034 | 3000 | 6300 | 0 | 0 | 8400 | 600 | 2100 | 2400 | 0 | 0 | 0 | 0 | 0 | 0 | 22800
2035 | 300 | 1800 | 0 | 0 | 1500 | 300 | 0 | 600 | 0 | 0 | 0 | 0 | 0 | 0 | 4500 | 2035 | 3300 | 8100 | 0 | 0 | 9900 | 900 | 2100 | 3000 | 0 | 0 | 0 | 0 | 0 | 0 | 27300
2036 | 900 | 1200 | 0 | 0 | 1500 | 300 | 0 | 0 | 3000 | 0 | 0 | 0 | 300 | 0 | 7200 | 2036 | 4200 | 9300 | 0 | 0 | 11400 | 1200 | 2100 | 3000 | 3000 | 0 | 0 | 0 | 300 | 0 | 34500
2037 | 300 | 0 | 0 | 0 | 1500 | 300 | 0 | 0 | 0 | 0 | 0 | 0 | 0 | 0 | 2100 | 2037 | 4500 | 9300 | 0 | 0 | 12900 | 1500 | 2100 | 3000 | 3000 | 0 | 0 | 0 | 300 | 0 | 36600
2038 | 600 | 0 | 0 | 0 | 1500 | 300 | 0 | 0 | 0 | 0 | 0 | 0 | 0 | 0 | 2400 | 2038 | 5100 | 9300 | 0 | 0 | 14400 | 1800 | 2100 | 3000 | 3000 | 0 | 0 | 0 | 300 | 0 | 39000
2039 | 300 | 0 | 1200 | 0 | 1500 | 300 | 0 | 0 | 0 | 0 | 0 | 0 | 0 | 0 | 3300 | 2039 | 5400 | 9300 | 1200 | 0 | 15900 | 2100 | 2100 | 3000 | 3000 | 0 | 0 | 0 | 300 | 0 | 42300
2040 | 300 | 0 | 0 | 0 | 1500 | 300 | 0 | 0 | 0 | 0 | 0 | 0 | 300 | 0 | 2400 | 2040 | 5700 | 9300 | 1200 | 0 | 17400 | 2400 | 2100 | 3000 | 3000 | 0 | 0 | 0 | 600 | 0 | 44700
2041 | 300 | 0 | 900 | 0 | 1500 | 300 | 0 | 0 | 0 | 0 | 0 | 0 | 0 | 0 | 3000 | 2041 | 6000 | 9300 | 2100 | 0 | 18900 | 2700 | 2100 | 3000 | 3000 | 0 | 0 | 0 | 600 | 0 | 47700
2042 | 1200 | 0 | 0 | 0 | 1500 | 300 | 0 | 0 | 0 | 0 | 0 | 0 | 0 | 0 | 3000 | 2042 | 7200 | 9300 | 2100 | 0 | 20400 | 3000 | 2100 | 3000 | 3000 | 0 | 0 | 0 | 600 | 0 | 50700
2043 | 300 | 0 | 0 | 0 | 1500 | 300 | 0 | 0 | 0 | 0 | 0 | 0 | 0 | 300 | 2400 | 2043 | 7500 | 9300 | 2100 | 0 | 21900 | 3300 | 2100 | 3000 | 3000 | 0 | 0 | 0 | 600 | 300 | 53100
2044 | 900 | 0 | 0 | 0 | 1500 | 300 | 0 | 0 | 0 | 0 | 0 | 0 | 0 | 0 | 2700 | 2044 | 8400 | 9300 | 2100 | 0 | 23400 | 3600 | 2100 | 3000 | 3000 | 0 | 0 | 0 | 600 | 300 | 55800
| 8400 | 9300 | 2100 | 0 | 23400 | 3600 | 2100 | 3000 | 3000 | 0 |  |  | 600 | 300 | 55800 |  | 8400 | 9300 | 2100 | 0 | 23400 | 3600 | 2100 | 3000 | 3000 | 0 | 0 | 0 | 600 | 300 | 55800

## MG20-GPC
Capacity Expansion Plan - MG20 (GPC Only)
Incremental | [15 empty] | Cumulative
Year | CT w/ SCR | CC | CC w/ CCS - Local | CC w/ CCS - Distant | Solar | Wind | Battery 4-hr (T1) | Battery 4-hr (T2) | Battery 4-hr (T3) | Battery 4-hr (T4) | Battery 4-hr (T1_2) | Battery 4-hr (T2_2) | Medium Duration Storage | Nuclear | Total | Year | CT w/ SCR | CC | CC w/ CCS - Local | CC w/ CCS - Distant | Solar | Wind | Battery 4-hr (T1) | Battery 4-hr (T2) | Battery 4-hr (T3) | Battery 4-hr (T4) | Battery 4-hr (T1_2) | Battery 4-hr (T2_2) | Medium Duration Storage | Nuclear | Total
2025 | 0 | 0 | 0 | 0 | 0 | 0 | 0 | 0 | 0 | 0 | 0 | 0 | 0 | 0 | 0 | 2025 | 0 | 0 | 0 | 0 | 0 | 0 | 0 | 0 | 0 | 0 | 0 | 0 | 0 | 0 | 0
2026 | 0 | 0 | 0 | 0 | 0 | 0 | 0 | 0 | 0 | 0 | 0 | 0 | 0 | 0 | 0 | 2026 | 0 | 0 | 0 | 0 | 0 | 0 | 0 | 0 | 0 | 0 | 0 | 0 | 0 | 0 | 0
2027 | 0 | 0 | 0 | 0 | 0 | 0 | 0 | 0 | 0 | 0 | 0 | 0 | 0 | 0 | 0 | 2027 | 0 | 0 | 0 | 0 | 0 | 0 | 0 | 0 | 0 | 0 | 0 | 0 | 0 | 0 | 0
2028 | 0 | 0 | 0 | 0 | 1370 | 0 | 1530 | 900 | 0 | 0 | 0 | 0 | 0 | 0 | 3800 | 2028 | 0 | 0 | 0 | 0 | 1370 | 0 | 1530 | 900 | 0 | 0 | 0 | 0 | 0 | 0 | 3800
2029 | 1200 | 0 | 0 | 0 | 1380 | 0 | 0 | 900 | 0 | 0 | 0 | 0 | 0 | 0 | 3480 | 2029 | 1200 | 0 | 0 | 0 | 2750 | 0 | 1530 | 1800 | 0 | 0 | 0 | 0 | 0 | 0 | 7280
2030 | 300 | 2130 | 0 | 0 | 0 | 0 | 0 | 0 | 0 | 0 | 0 | 0 | 0 | 0 | 2430 | 2030 | 1500 | 2130 | 0 | 0 | 2750 | 0 | 1530 | 1800 | 0 | 0 | 0 | 0 | 0 | 0 | 9710
2031 | 0 | 2400 | 0 | 0 | 600 | 0 | 0 | 0 | 0 | 0 | 0 | 0 | 0 | 0 | 3000 | 2031 | 1500 | 4530 | 0 | 0 | 3350 | 0 | 1530 | 1800 | 0 | 0 | 0 | 0 | 0 | 0 | 12710
2032 | 600 | 270 | 0 | 0 | 990 | 0 | 0 | 0 | 0 | 0 | 0 | 0 | 0 | 0 | 1860 | 2032 | 2100 | 4800 | 0 | 0 | 4340 | 0 | 1530 | 1800 | 0 | 0 | 0 | 0 | 0 | 0 | 14570
2033 | 210 | 0 | 0 | 0 | 990 | 240 | 0 | 420 | 0 | 0 | 0 | 0 | 0 | 0 | 1860 | 2033 | 2310 | 4800 | 0 | 0 | 5330 | 240 | 1530 | 2220 | 0 | 0 | 0 | 0 | 0 | 0 | 16430
2034 | 420 | 0 | 0 | 0 | 990 | 60 | 0 | 0 | 0 | 0 | 0 | 0 | 0 | 0 | 1470 | 2034 | 2730 | 4800 | 0 | 0 | 6320 | 300 | 1530 | 2220 | 0 | 0 | 0 | 0 | 0 | 0 | 17900
2035 | 300 | 1380 | 0 | 0 | 990 | 300 | 0 | 420 | 0 | 0 | 0 | 0 | 0 | 0 | 3390 | 2035 | 3030 | 6180 | 0 | 0 | 7310 | 600 | 1530 | 2640 | 0 | 0 | 0 | 0 | 0 | 0 | 21290
2036 | 900 | 1200 | 0 | 0 | 1020 | 300 | 0 | 0 | 3000 | 0 | 0 | 0 | 300 | 0 | 6720 | 2036 | 3930 | 7380 | 0 | 0 | 8330 | 900 | 1530 | 2640 | 3000 | 0 | 0 | 0 | 300 | 0 | 28010
2037 | 300 | 0 | 0 | 0 | 1020 | 300 | 0 | 0 | 0 | 0 | 0 | 0 | 0 | 0 | 1620 | 2037 | 4230 | 7380 | 0 | 0 | 9350 | 1200 | 1530 | 2640 | 3000 | 0 | 0 | 0 | 300 | 0 | 29630
2038 | 540 | 0 | 0 | 0 | 1020 | 300 | 0 | 0 | 0 | 0 | 0 | 0 | 0 | 0 | 1860 | 2038 | 4770 | 7380 | 0 | 0 | 10370 | 1500 | 1530 | 2640 | 3000 | 0 | 0 | 0 | 300 | 0 | 31490
2039 | 210 | 0 | 900 | 0 | 1020 | 270 | 0 | 0 | 0 | 0 | 0 | 0 | 0 | 0 | 2400 | 2039 | 4980 | 7380 | 900 | 0 | 11390 | 1770 | 1530 | 2640 | 3000 | 0 | 0 | 0 | 300 | 0 | 33890
2040 | 300 | 0 | 0 | 0 | 1020 | 300 | 0 | 0 | 0 | 0 | 0 | 0 | 300 | 0 | 1920 | 2040 | 5280 | 7380 | 900 | 0 | 12410 | 2070 | 1530 | 2640 | 3000 | 0 | 0 | 0 | 600 | 0 | 35810
2041 | 120 | 0 | 300 | 0 | 1020 | 0 | 0 | 0 | 0 | 0 | 0 | 0 | 0 | 0 | 1440 | 2041 | 5400 | 7380 | 1200 | 0 | 13430 | 2070 | 1530 | 2640 | 3000 | 0 | 0 | 0 | 600 | 0 | 37250
2042 | 690 | 0 | 0 | 0 | 1020 | 0 | 0 | 0 | 0 | 0 | 0 | 0 | 0 | 0 | 1710 | 2042 | 6090 | 7380 | 1200 | 0 | 14450 | 2070 | 1530 | 2640 | 3000 | 0 | 0 | 0 | 600 | 0 | 38960
2043 | 150 | 0 | 0 | 0 | 1020 | 0 | 0 | 0 | 0 | 0 | 0 | 0 | 0 | 210 | 1380 | 2043 | 6240 | 7380 | 1200 | 0 | 15470 | 2070 | 1530 | 2640 | 3000 | 0 | 0 | 0 | 600 | 210 | 40340
2044 | 660 | 0 | 0 | 0 | 1020 | 300 | 0 | 0 | 0 | 0 | 0 | 0 | 0 | 0 | 1980 | 2044 | 6900 | 7380 | 1200 | 0 | 16490 | 2370 | 1530 | 2640 | 3000 | 0 | 0 | 0 | 600 | 210 | 42320
| 6900 | 7380 | 1200 | 0 | 16490 | 2370 | 1530 | 2640 | 3000 | 0 |  |  | 600 | 210 | 42320 |  | 6900 | 7380 | 1200 | 0 | 16490 | 2370 | 1530 | 2640 | 3000 | 0 | 0 | 0 | 600 | 210 | 42320

## MG50
Capacity Expansion Plan - MG50
Incremental | [15 empty] | Cumulative
Year | CT w/ SCR | CC | CC w/ CCS - Local | CC w/ CCS - Distant | Solar | Wind | Battery 4-hr (T1) | Battery 4-hr (T2) | Battery 4-hr (T3) | Battery 4-hr (T4) | Battery 4-hr (T1_2) | Battery 4-hr (T2_2) | Medium Duration Storage | Nuclear | Total | Year | CT w/ SCR | CC | CC w/ CCS - Local | CC w/ CCS - Distant | Solar | Wind | Battery 4-hr (T1) | Battery 4-hr (T2) | Battery 4-hr (T3) | Battery 4-hr (T4) | Battery 4-hr (T1_2) | Battery 4-hr (T2_2) | Medium Duration Storage | Nuclear | Total
2025 | 0 | 0 | 0 | 0 | 0 | 0 | 0 | 0 | 0 | 0 | 0 | 0 | 0 | 0 | 0 | 2025 | 0 | 0 | 0 | 0 | 0 | 0 | 0 | 0 | 0 | 0 | 0 | 0 | 0 | 0 | 0
2026 | 0 | 0 | 0 | 0 | 0 | 0 | 0 | 0 | 0 | 0 | 0 | 0 | 0 | 0 | 0 | 2026 | 0 | 0 | 0 | 0 | 0 | 0 | 0 | 0 | 0 | 0 | 0 | 0 | 0 | 0 | 0
2027 | 0 | 0 | 0 | 0 | 0 | 0 | 0 | 0 | 0 | 0 | 0 | 0 | 0 | 0 | 0 | 2027 | 0 | 0 | 0 | 0 | 0 | 0 | 0 | 0 | 0 | 0 | 0 | 0 | 0 | 0 | 0
2028 | 0 | 0 | 0 | 0 | 1500 | 0 | 1500 | 0 | 0 | 0 | 0 | 0 | 0 | 0 | 3000 | 2028 | 0 | 0 | 0 | 0 | 1500 | 0 | 1500 | 0 | 0 | 0 | 0 | 0 | 0 | 0 | 3000
2029 | 900 | 900 | 0 | 0 | 1500 | 0 | 600 | 2100 | 0 | 0 | 0 | 0 | 0 | 0 | 6000 | 2029 | 900 | 900 | 0 | 0 | 3000 | 0 | 2100 | 2100 | 0 | 0 | 0 | 0 | 0 | 0 | 9000
2030 | 0 | 3000 | 0 | 0 | 0 | 0 | 0 | 0 | 0 | 0 | 0 | 0 | 0 | 0 | 3000 | 2030 | 900 | 3900 | 0 | 0 | 3000 | 0 | 2100 | 2100 | 0 | 0 | 0 | 0 | 0 | 0 | 12000
2031 | 0 | 2700 | 0 | 0 | 900 | 0 | 0 | 0 | 0 | 0 | 0 | 0 | 0 | 0 | 3600 | 2031 | 900 | 6600 | 0 | 0 | 3900 | 0 | 2100 | 2100 | 0 | 0 | 0 | 0 | 0 | 0 | 15600
2032 | 0 | 300 | 0 | 0 | 1500 | 0 | 0 | 0 | 0 | 0 | 0 | 0 | 0 | 0 | 1800 | 2032 | 900 | 6900 | 0 | 0 | 5400 | 0 | 2100 | 2100 | 0 | 0 | 0 | 0 | 0 | 0 | 17400
2033 | 300 | 0 | 0 | 0 | 1500 | 300 | 0 | 300 | 0 | 0 | 0 | 0 | 0 | 0 | 2400 | 2033 | 1200 | 6900 | 0 | 0 | 6900 | 300 | 2100 | 2400 | 0 | 0 | 0 | 0 | 0 | 0 | 19800
2034 | 1200 | 0 | 0 | 0 | 1500 | 300 | 0 | 300 | 0 | 0 | 0 | 0 | 0 | 0 | 3300 | 2034 | 2400 | 6900 | 0 | 0 | 8400 | 600 | 2100 | 2700 | 0 | 0 | 0 | 0 | 0 | 0 | 23100
2035 | 300 | 1200 | 0 | 0 | 1500 | 300 | 0 | 300 | 1200 | 0 | 0 | 0 | 0 | 0 | 4800 | 2035 | 2700 | 8100 | 0 | 0 | 9900 | 900 | 2100 | 3000 | 1200 | 0 | 0 | 0 | 0 | 0 | 27900
2036 | 1800 | 1200 | 0 | 0 | 1500 | 300 | 0 | 0 | 1800 | 0 | 0 | 0 | 0 | 0 | 6600 | 2036 | 4500 | 9300 | 0 | 0 | 11400 | 1200 | 2100 | 3000 | 3000 | 0 | 0 | 0 | 0 | 0 | 34500
2037 | 0 | 0 | 0 | 0 | 1500 | 300 | 0 | 0 | 0 | 0 | 0 | 0 | 0 | 600 | 2400 | 2037 | 4500 | 9300 | 0 | 0 | 12900 | 1500 | 2100 | 3000 | 3000 | 0 | 0 | 0 | 0 | 600 | 36900
2038 | 0 | 0 | 0 | 0 | 1500 | 300 | 0 | 0 | 0 | 900 | 0 | 0 | 0 | 600 | 3300 | 2038 | 4500 | 9300 | 0 | 0 | 14400 | 1800 | 2100 | 3000 | 3000 | 900 | 0 | 0 | 0 | 1200 | 40200
2039 | 0 | 0 | 1200 | 0 | 1500 | 300 | 0 | 0 | 0 | 0 | 0 | 0 | 0 | 600 | 3600 | 2039 | 4500 | 9300 | 1200 | 0 | 15900 | 2100 | 2100 | 3000 | 3000 | 900 | 0 | 0 | 0 | 1800 | 43800
2040 | 0 | 0 | 0 | 0 | 1500 | 300 | 0 | 0 | 0 | 0 | 0 | 0 | 0 | 600 | 2400 | 2040 | 4500 | 9300 | 1200 | 0 | 17400 | 2400 | 2100 | 3000 | 3000 | 900 | 0 | 0 | 0 | 2400 | 46200
2041 | 0 | 0 | 1200 | 0 | 1500 | 300 | 0 | 0 | 0 | 0 | 0 | 0 | 0 | 600 | 3600 | 2041 | 4500 | 9300 | 2400 | 0 | 18900 | 2700 | 2100 | 3000 | 3000 | 900 | 0 | 0 | 0 | 3000 | 49800
2042 | 0 | 0 | 0 | 0 | 1500 | 300 | 0 | 0 | 0 | 0 | 0 | 0 | 0 | 600 | 2400 | 2042 | 4500 | 9300 | 2400 | 0 | 20400 | 3000 | 2100 | 3000 | 3000 | 900 | 0 | 0 | 0 | 3600 | 52200
2043 | 0 | 0 | 0 | 0 | 1500 | 300 | 0 | 0 | 0 | 0 | 0 | 0 | 0 | 0 | 1800 | 2043 | 4500 | 9300 | 2400 | 0 | 21900 | 3300 | 2100 | 3000 | 3000 | 900 | 0 | 0 | 0 | 3600 | 54000
2044 | 300 | 0 | 0 | 0 | 1500 | 300 | 0 | 0 | 0 | 0 | 0 | 0 | 0 | 0 | 2100 | 2044 | 4800 | 9300 | 2400 | 0 | 23400 | 3600 | 2100 | 3000 | 3000 | 900 | 0 | 0 | 0 | 3600 | 56100
| 4800 | 9300 | 2400 | 0 | 23400 | 3600 | 2100 | 3000 | 3000 | 900 |  |  | 0 | 3600 | 56100 |  | 4800 | 9300 | 2400 | 0 | 23400 | 3600 | 2100 | 3000 | 3000 | 900 | 0 | 0 | 0 | 3600 | 56100

## MG50-GPC
Capacity Expansion Plan - MG50 (GPC Only)
Incremental | [15 empty] | Cumulative
Year | CT w/ SCR | CC | CC w/ CCS - Local | CC w/ CCS - Distant | Solar | Wind | Battery 4-hr (T1) | Battery 4-hr (T2) | Battery 4-hr (T3) | Battery 4-hr (T4) | Battery 4-hr (T1_2) | Battery 4-hr (T2_2) | Medium Duration Storage | Nuclear | Total | Year | CT w/ SCR | CC | CC w/ CCS - Local | CC w/ CCS - Distant | Solar | Wind | Battery 4-hr (T1) | Battery 4-hr (T2) | Battery 4-hr (T3) | Battery 4-hr (T4) | Battery 4-hr (T1_2) | Battery 4-hr (T2_2) | Medium Duration Storage | Nuclear | Total
2025 | 0 | 0 | 0 | 0 | 0 | 0 | 0 | 0 | 0 | 0 | 0 | 0 | 0 | 0 | 0 | 2025 | 0 | 0 | 0 | 0 | 0 | 0 | 0 | 0 | 0 | 0 | 0 | 0 | 0 | 0 | 0
2026 | 0 | 0 | 0 | 0 | 0 | 0 | 0 | 0 | 0 | 0 | 0 | 0 | 0 | 0 | 0 | 2026 | 0 | 0 | 0 | 0 | 0 | 0 | 0 | 0 | 0 | 0 | 0 | 0 | 0 | 0 | 0
2027 | 0 | 0 | 0 | 0 | 0 | 0 | 0 | 0 | 0 | 0 | 0 | 0 | 0 | 0 | 0 | 2027 | 0 | 0 | 0 | 0 | 0 | 0 | 0 | 0 | 0 | 0 | 0 | 0 | 0 | 0 | 0
2028 | 0 | 0 | 0 | 0 | 1370 | 0 | 1500 | 0 | 0 | 0 | 0 | 0 | 0 | 0 | 2870 | 2028 | 0 | 0 | 0 | 0 | 1370 | 0 | 1500 | 0 | 0 | 0 | 0 | 0 | 0 | 0 | 2870
2029 | 900 | 0 | 0 | 0 | 1380 | 0 | 390 | 1800 | 0 | 0 | 0 | 0 | 0 | 0 | 4470 | 2029 | 900 | 0 | 0 | 0 | 2750 | 0 | 1890 | 1800 | 0 | 0 | 0 | 0 | 0 | 0 | 7340
2030 | 0 | 2340 | 0 | 0 | 0 | 0 | 0 | 0 | 0 | 0 | 0 | 0 | 0 | 0 | 2340 | 2030 | 900 | 2340 | 0 | 0 | 2750 | 0 | 1890 | 1800 | 0 | 0 | 0 | 0 | 0 | 0 | 9680
2031 | 0 | 2700 | 0 | 0 | 600 | 0 | 0 | 0 | 0 | 0 | 0 | 0 | 0 | 0 | 3300 | 2031 | 900 | 5040 | 0 | 0 | 3350 | 0 | 1890 | 1800 | 0 | 0 | 0 | 0 | 0 | 0 | 12980
2032 | 0 | 300 | 0 | 0 | 990 | 0 | 0 | 0 | 0 | 0 | 0 | 0 | 0 | 0 | 1290 | 2032 | 900 | 5340 | 0 | 0 | 4340 | 0 | 1890 | 1800 | 0 | 0 | 0 | 0 | 0 | 0 | 14270
2033 | 270 | 0 | 0 | 0 | 990 | 300 | 0 | 210 | 0 | 0 | 0 | 0 | 0 | 0 | 1770 | 2033 | 1170 | 5340 | 0 | 0 | 5330 | 300 | 1890 | 2010 | 0 | 0 | 0 | 0 | 0 | 0 | 16040
2034 | 810 | 0 | 0 | 0 | 990 | 0 | 0 | 210 | 0 | 0 | 0 | 0 | 0 | 0 | 2010 | 2034 | 1980 | 5340 | 0 | 0 | 6320 | 300 | 1890 | 2220 | 0 | 0 | 0 | 0 | 0 | 0 | 18050
2035 | 300 | 990 | 0 | 0 | 990 | 300 | 0 | 210 | 840 | 0 | 0 | 0 | 0 | 0 | 3630 | 2035 | 2280 | 6330 | 0 | 0 | 7310 | 600 | 1890 | 2430 | 840 | 0 | 0 | 0 | 0 | 0 | 21680
2036 | 1800 | 1200 | 0 | 0 | 1020 | 300 | 0 | 0 | 1800 | 0 | 0 | 0 | 0 | 0 | 6120 | 2036 | 4080 | 7530 | 0 | 0 | 8330 | 900 | 1890 | 2430 | 2640 | 0 | 0 | 0 | 0 | 0 | 27800
2037 | 0 | 0 | 0 | 0 | 1020 | 300 | 0 | 0 | 0 | 0 | 0 | 0 | 0 | 480 | 1800 | 2037 | 4080 | 7530 | 0 | 0 | 9350 | 1200 | 1890 | 2430 | 2640 | 0 | 0 | 0 | 0 | 480 | 29600
2038 | 0 | 0 | 0 | 0 | 1020 | 300 | 0 | 0 | 0 | 630 | 0 | 0 | 0 | 510 | 2460 | 2038 | 4080 | 7530 | 0 | 0 | 10370 | 1500 | 1890 | 2430 | 2640 | 630 | 0 | 0 | 0 | 990 | 32060
2039 | 0 | 0 | 900 | 0 | 1020 | 210 | 0 | 0 | 0 | 0 | 0 | 0 | 0 | 420 | 2550 | 2039 | 4080 | 7530 | 900 | 0 | 11390 | 1710 | 1890 | 2430 | 2640 | 630 | 0 | 0 | 0 | 1410 | 34610
2040 | 0 | 0 | 0 | 0 | 1020 | 300 | 0 | 0 | 0 | 0 | 0 | 0 | 0 | 600 | 1920 | 2040 | 4080 | 7530 | 900 | 0 | 12410 | 2010 | 1890 | 2430 | 2640 | 630 | 0 | 0 | 0 | 2010 | 36530
2041 | 0 | 0 | 390 | 0 | 1020 | 0 | 0 | 0 | 0 | 0 | 0 | 0 | 0 | 390 | 1800 | 2041 | 4080 | 7530 | 1290 | 0 | 13430 | 2010 | 1890 | 2430 | 2640 | 630 | 0 | 0 | 0 | 2400 | 38330
2042 | 0 | 0 | 0 | 0 | 1020 | 0 | 0 | 0 | 0 | 0 | 0 | 0 | 0 | 330 | 1350 | 2042 | 4080 | 7530 | 1290 | 0 | 14450 | 2010 | 1890 | 2430 | 2640 | 630 | 0 | 0 | 0 | 2730 | 39680
2043 | 0 | 0 | 0 | 0 | 1020 | 0 | 0 | 0 | 0 | 0 | 0 | 0 | 0 | 0 | 1020 | 2043 | 4080 | 7530 | 1290 | 0 | 15470 | 2010 | 1890 | 2430 | 2640 | 630 | 0 | 0 | 0 | 2730 | 40700
2044 | 240 | 0 | 0 | 0 | 1020 | 300 | 0 | 0 | 0 | 0 | 0 | 0 | 0 | 0 | 1560 | 2044 | 4320 | 7530 | 1290 | 0 | 16490 | 2310 | 1890 | 2430 | 2640 | 630 | 0 | 0 | 0 | 2730 | 42260
| 4320 | 7530 | 1290 | 0 | 16490 | 2310 | 1890 | 2430 | 2640 | 630 |  |  | 0 | 2730 | 42260 |  | 4320 | 7530 | 1290 | 0 | 16490 | 2310 | 1890 | 2430 | 2640 | 630 | 0 | 0 | 0 | 2730 | 42260

## EL
Capacity Expansion Plan - EL
Incremental | [15 empty] | Cumulative
Year | CT w/ SCR | CC | CC w/ CCS - Local | CC w/ CCS - Distant | Solar | Wind | Battery 4-hr (T1) | Battery 4-hr (T2) | Battery 4-hr (T3) | Battery 4-hr (T4) | Battery 4-hr (T1_2) | Battery 4-hr (T2_2) | Medium Duration Storage | Nuclear | Total | Year | CT w/ SCR | CC | CC w/ CCS - Local | CC w/ CCS - Distant | Solar | Wind | Battery 4-hr (T1) | Battery 4-hr (T2) | Battery 4-hr (T3) | Battery 4-hr (T4) | Battery 4-hr (T1_2) | Battery 4-hr (T2_2) | Medium Duration Storage | Nuclear | Total
2025 | 0 | 0 | 0 | 0 | 0 | 0 | 0 | 0 | 0 | 0 | 0 | 0 | 0 | 0 | 0 | 2025 | 0 | 0 | 0 | 0 | 0 | 0 | 0 | 0 | 0 | 0 | 0 | 0 | 0 | 0 | 0
2026 | 0 | 0 | 0 | 0 | 0 | 0 | 0 | 0 | 0 | 0 | 0 | 0 | 0 | 0 | 0 | 2026 | 0 | 0 | 0 | 0 | 0 | 0 | 0 | 0 | 0 | 0 | 0 | 0 | 0 | 0 | 0
2027 | 0 | 0 | 0 | 0 | 0 | 0 | 0 | 0 | 0 | 0 | 0 | 0 | 0 | 0 | 0 | 2027 | 0 | 0 | 0 | 0 | 0 | 0 | 0 | 0 | 0 | 0 | 0 | 0 | 0 | 0 | 0
2028 | 0 | 0 | 0 | 0 | 1500 | 0 | 1800 | 0 | 0 | 0 | 0 | 0 | 0 | 0 | 3300 | 2028 | 0 | 0 | 0 | 0 | 1500 | 0 | 1800 | 0 | 0 | 0 | 0 | 0 | 0 | 0 | 3300
2029 | 900 | 900 | 0 | 0 | 1500 | 0 | 300 | 2100 | 0 | 0 | 0 | 0 | 0 | 0 | 5700 | 2029 | 900 | 900 | 0 | 0 | 3000 | 0 | 2100 | 2100 | 0 | 0 | 0 | 0 | 0 | 0 | 9000
2030 | 600 | 4500 | 0 | 0 | 0 | 0 | 0 | 0 | 0 | 0 | 0 | 0 | 0 | 0 | 5100 | 2030 | 1500 | 5400 | 0 | 0 | 3000 | 0 | 2100 | 2100 | 0 | 0 | 0 | 0 | 0 | 0 | 14100
2031 | 600 | 1500 | 0 | 0 | 900 | 0 | 0 | 300 | 0 | 0 | 0 | 0 | 0 | 0 | 3300 | 2031 | 2100 | 6900 | 0 | 0 | 3900 | 0 | 2100 | 2400 | 0 | 0 | 0 | 0 | 0 | 0 | 17400
2032 | 900 | 0 | 0 | 0 | 1500 | 0 | 0 | 300 | 0 | 0 | 0 | 0 | 0 | 0 | 2700 | 2032 | 3000 | 6900 | 0 | 0 | 5400 | 0 | 2100 | 2700 | 0 | 0 | 0 | 0 | 0 | 0 | 20100
2033 | 900 | 0 | 0 | 0 | 1500 | 300 | 0 | 0 | 0 | 0 | 0 | 0 | 0 | 0 | 2700 | 2033 | 3900 | 6900 | 0 | 0 | 6900 | 300 | 2100 | 2700 | 0 | 0 | 0 | 0 | 0 | 0 | 22800
2034 | 1500 | 0 | 0 | 0 | 1500 | 300 | 0 | 300 | 600 | 0 | 0 | 0 | 0 | 0 | 4200 | 2034 | 5400 | 6900 | 0 | 0 | 8400 | 600 | 2100 | 3000 | 600 | 0 | 0 | 0 | 0 | 0 | 27000
2035 | 0 | 900 | 0 | 0 | 1500 | 300 | 0 | 0 | 600 | 0 | 0 | 0 | 0 | 0 | 3300 | 2035 | 5400 | 7800 | 0 | 0 | 9900 | 900 | 2100 | 3000 | 1200 | 0 | 0 | 0 | 0 | 0 | 30300
2036 | 900 | 0 | 0 | 0 | 1500 | 300 | 0 | 0 | 1200 | 0 | 0 | 0 | 0 | 0 | 3900 | 2036 | 6300 | 7800 | 0 | 0 | 11400 | 1200 | 2100 | 3000 | 2400 | 0 | 0 | 0 | 0 | 0 | 34200
2037 | 0 | 0 | 300 | 1200 | 1500 | 300 | 0 | 0 | 0 | 0 | 0 | 0 | 0 | 600 | 3900 | 2037 | 6300 | 7800 | 300 | 1200 | 12900 | 1500 | 2100 | 3000 | 2400 | 0 | 0 | 0 | 0 | 600 | 38100
2038 | 0 | 0 | 0 | 0 | 1500 | 300 | 0 | 0 | 0 | 0 | 0 | 0 | 0 | 600 | 2400 | 2038 | 6300 | 7800 | 300 | 1200 | 14400 | 1800 | 2100 | 3000 | 2400 | 0 | 0 | 0 | 0 | 1200 | 40500
2039 | 0 | 0 | 1200 | 0 | 1500 | 300 | 0 | 0 | 0 | 0 | 0 | 0 | 0 | 600 | 3600 | 2039 | 6300 | 7800 | 1500 | 1200 | 15900 | 2100 | 2100 | 3000 | 2400 | 0 | 0 | 0 | 0 | 1800 | 44100
2040 | 0 | 0 | 300 | 3300 | 1500 | 300 | 0 | 0 | 0 | 0 | 0 | 0 | 0 | 600 | 6000 | 2040 | 6300 | 7800 | 1800 | 4500 | 17400 | 2400 | 2100 | 3000 | 2400 | 0 | 0 | 0 | 0 | 2400 | 50100
2041 | 0 | 0 | 900 | 0 | 1500 | 300 | 0 | 0 | 0 | 0 | 0 | 0 | 0 | 600 | 3300 | 2041 | 6300 | 7800 | 2700 | 4500 | 18900 | 2700 | 2100 | 3000 | 2400 | 0 | 0 | 0 | 0 | 3000 | 53400
2042 | 0 | 0 | 300 | 0 | 1500 | 300 | 0 | 0 | 0 | 0 | 0 | 0 | 0 | 600 | 2700 | 2042 | 6300 | 7800 | 3000 | 4500 | 20400 | 3000 | 2100 | 3000 | 2400 | 0 | 0 | 0 | 0 | 3600 | 56100
2043 | 0 | 0 | 0 | 0 | 1500 | 300 | 0 | 0 | 0 | 0 | 0 | 0 | 0 | 600 | 2400 | 2043 | 6300 | 7800 | 3000 | 4500 | 21900 | 3300 | 2100 | 3000 | 2400 | 0 | 0 | 0 | 0 | 4200 | 58500
2044 | 0 | 0 | 0 | 0 | 1500 | 300 | 0 | 0 | 0 | 0 | 0 | 0 | 0 | 600 | 2400 | 2044 | 6300 | 7800 | 3000 | 4500 | 23400 | 3600 | 2100 | 3000 | 2400 | 0 | 0 | 0 | 0 | 4800 | 60900
| 6300 | 7800 | 3000 | 4500 | 23400 | 3600 | 2100 | 3000 | 2400 | 0 |  |  | 0 | 4800 | 60900 |  | 6300 | 7800 | 3000 | 4500 | 23400 | 3600 | 2100 | 3000 | 2400 | 0 | 0 | 0 | 0 | 4800 | 60900

## EL-GPC
Capacity Expansion Plan - EL (GPC Only)
Incremental | [15 empty] | Cumulative
Year | CT w/ SCR | CC | CC w/ CCS - Local | CC w/ CCS - Distant | Solar | Wind | Battery 4-hr (T1) | Battery 4-hr (T2) | Battery 4-hr (T3) | Battery 4-hr (T4) | Battery 4-hr (T1_2) | Battery 4-hr (T2_2) | Medium Duration Storage | Nuclear | Total | Year | CT w/ SCR | CC | CC w/ CCS - Local | CC w/ CCS - Distant | Solar | Wind | Battery 4-hr (T1) | Battery 4-hr (T2) | Battery 4-hr (T3) | Battery 4-hr (T4) | Battery 4-hr (T1_2) | Battery 4-hr (T2_2) | Medium Duration Storage | Nuclear | Total
2025 | 0 | 0 | 0 | 0 | 0 | 0 | 0 | 0 | 0 | 0 | 0 | 0 | 0 | 0 | 0 | 2025 | 0 | 0 | 0 | 0 | 0 | 0 | 0 | 0 | 0 | 0 | 0 | 0 | 0 | 0 | 0
2026 | 0 | 0 | 0 | 0 | 0 | 0 | 0 | 0 | 0 | 0 | 0 | 0 | 0 | 0 | 0 | 2026 | 0 | 0 | 0 | 0 | 0 | 0 | 0 | 0 | 0 | 0 | 0 | 0 | 0 | 0 | 0
2027 | 0 | 0 | 0 | 0 | 0 | 0 | 0 | 0 | 0 | 0 | 0 | 0 | 0 | 0 | 0 | 2027 | 0 | 0 | 0 | 0 | 0 | 0 | 0 | 0 | 0 | 0 | 0 | 0 | 0 | 0 | 0
2028 | 0 | 0 | 0 | 0 | 1370 | 0 | 1650 | 0 | 0 | 0 | 0 | 0 | 0 | 0 | 3020 | 2028 | 0 | 0 | 0 | 0 | 1370 | 0 | 1650 | 0 | 0 | 0 | 0 | 0 | 0 | 0 | 3020
2029 | 900 | 0 | 0 | 0 | 1380 | 0 | 210 | 1830 | 0 | 0 | 0 | 0 | 0 | 0 | 4320 | 2029 | 900 | 0 | 0 | 0 | 2750 | 0 | 1860 | 1830 | 0 | 0 | 0 | 0 | 0 | 0 | 7340
2030 | 570 | 3030 | 0 | 0 | 0 | 0 | 0 | 0 | 0 | 0 | 0 | 0 | 0 | 0 | 3600 | 2030 | 1470 | 3030 | 0 | 0 | 2750 | 0 | 1860 | 1830 | 0 | 0 | 0 | 0 | 0 | 0 | 10940
2031 | 600 | 1500 | 0 | 0 | 600 | 0 | 0 | 300 | 0 | 0 | 0 | 0 | 0 | 0 | 3000 | 2031 | 2070 | 4530 | 0 | 0 | 3350 | 0 | 1860 | 2130 | 0 | 0 | 0 | 0 | 0 | 0 | 13940
2032 | 900 | 0 | 0 | 0 | 990 | 0 | 0 | 210 | 0 | 0 | 0 | 0 | 0 | 0 | 2100 | 2032 | 2970 | 4530 | 0 | 0 | 4340 | 0 | 1860 | 2340 | 0 | 0 | 0 | 0 | 0 | 0 | 16040
2033 | 630 | 0 | 0 | 0 | 990 | 210 | 0 | 0 | 0 | 0 | 0 | 0 | 0 | 0 | 1830 | 2033 | 3600 | 4530 | 0 | 0 | 5330 | 210 | 1860 | 2340 | 0 | 0 | 0 | 0 | 0 | 0 | 17870
2034 | 960 | 0 | 0 | 0 | 990 | 0 | 0 | 210 | 420 | 0 | 0 | 0 | 0 | 0 | 2580 | 2034 | 4560 | 4530 | 0 | 0 | 6320 | 210 | 1860 | 2550 | 420 | 0 | 0 | 0 | 0 | 0 | 20450
2035 | 0 | 900 | 0 | 0 | 990 | 300 | 0 | 0 | 540 | 0 | 0 | 0 | 0 | 0 | 2730 | 2035 | 4560 | 5430 | 0 | 0 | 7310 | 510 | 1860 | 2550 | 960 | 0 | 0 | 0 | 0 | 0 | 23180
2036 | 900 | 0 | 0 | 0 | 1020 | 300 | 0 | 0 | 1200 | 0 | 0 | 0 | 0 | 0 | 3420 | 2036 | 5460 | 5430 | 0 | 0 | 8330 | 810 | 1860 | 2550 | 2160 | 0 | 0 | 0 | 0 | 0 | 26600
2037 | 0 | 0 | 270 | 1200 | 1020 | 300 | 0 | 0 | 0 | 0 | 0 | 0 | 0 | 600 | 3390 | 2037 | 5460 | 5430 | 270 | 1200 | 9350 | 1110 | 1860 | 2550 | 2160 | 0 | 0 | 0 | 0 | 600 | 29990
2038 | 0 | 0 | 0 | 0 | 1020 | 300 | 0 | 0 | 0 | 0 | 0 | 0 | 0 | 600 | 1920 | 2038 | 5460 | 5430 | 270 | 1200 | 10370 | 1410 | 1860 | 2550 | 2160 | 0 | 0 | 0 | 0 | 1200 | 31910
2039 | 0 | 0 | 900 | 0 | 1020 | 300 | 0 | 0 | 0 | 0 | 0 | 0 | 0 | 600 | 2820 | 2039 | 5460 | 5430 | 1170 | 1200 | 11390 | 1710 | 1860 | 2550 | 2160 | 0 | 0 | 0 | 0 | 1800 | 34730
2040 | 0 | 0 | 300 | 2250 | 1020 | 0 | 0 | 0 | 0 | 0 | 0 | 0 | 0 | 420 | 3990 | 2040 | 5460 | 5430 | 1470 | 3450 | 12410 | 1710 | 1860 | 2550 | 2160 | 0 | 0 | 0 | 0 | 2220 | 38720
2041 | 0 | 0 | 30 | 0 | 1020 | 0 | 0 | 0 | 0 | 0 | 0 | 0 | 0 | 300 | 1350 | 2041 | 5460 | 5430 | 1500 | 3450 | 13430 | 1710 | 1860 | 2550 | 2160 | 0 | 0 | 0 | 0 | 2520 | 40070
2042 | 0 | 0 | 0 | 0 | 1020 | 300 | 0 | 0 | 0 | 0 | 0 | 0 | 0 | 540 | 1860 | 2042 | 5460 | 5430 | 1500 | 3450 | 14450 | 2010 | 1860 | 2550 | 2160 | 0 | 0 | 0 | 0 | 3060 | 41930
2043 | 0 | 0 | 0 | 0 | 1020 | 270 | 0 | 0 | 0 | 0 | 0 | 0 | 0 | 420 | 1710 | 2043 | 5460 | 5430 | 1500 | 3450 | 15470 | 2280 | 1860 | 2550 | 2160 | 0 | 0 | 0 | 0 | 3480 | 43640
2044 | 0 | 0 | 0 | 0 | 1020 | 300 | 0 | 0 | 0 | 0 | 0 | 0 | 0 | 480 | 1800 | 2044 | 5460 | 5430 | 1500 | 3450 | 16490 | 2580 | 1860 | 2550 | 2160 | 0 | 0 | 0 | 0 | 3960 | 45440
| 5460 | 5430 | 1500 | 3450 | 16490 | 2580 | 1860 | 2550 | 2160 | 0 |  |  | 0 | 3960 | 45440 |  | 5460 | 5430 | 1500 | 3450 | 16490 | 2580 | 1860 | 2550 | 2160 | 0 | 0 | 0 | 0 | 3960 | 45440

## SystemCosts
Total System Costs - Planning Horizon 2025-2044
NPV2025 ($000)
| Scenario | System Cost1 | CO2 Cost | Total System Cost including CO2
| MG0 | 104019107.0853 | 0 | 104019107.0853
| LG0 | 97000019.6837 | 0 | 97000019.6837
| HG0 | 121823980.5563 | 0 | 121823980.5563
| MG20 | 106972864.2056 | 16089059.483 | 123061923.6886
| MG50 | 113252761.0359 | 38525544.0139 | 151778305.0497
| EL2 | 122253786.45 | 202880732.8415 | 122253786.45
| 111-MG0 | 112226804.5139 | 0 | 112226804.5139
| 111-HG0 | 134215510.9685 | 0 | 134215510.9685
| 111-MG50 | 116390369.9287 | 16990397.8398 | 133380767.7685
1Cost does not include assumed CO2 cost
2EL CO2 cost is the result of a shadow price utilized to meet emissions tons limit and is not inluded in total system cost