## B2025 Winter 111-MG0
Table 4.6.1a - Georgia Power Territorial Base Case Load vs. Existing Capability 111-MG0 (Winter)
| Year | 2025 | 2026 | 2027 | 2028 | 2029 | 2030 | 2031 | 2032 | 2033 | 2034 | 2035 | 2036 | 2037 | 2038 | 2039 | 2040 | 2041 | 2042 | 2043 | 2044
| Peak Demand (MW), (A) | 16264.1827 | 16891.5548 | 18333.6628 | 20319.5967 | 22167.9086 | 23612.3527 | 24468.8562 | 24900.3289 | 25212.5012 | 25450.6985 | 25652.5523 | 25768.4959 | 25987.2674 | 26215.6917 | 26604.6491 | 26917.0844 | 27294.6095 | 27687.3587 | 28117.7713 | 28543.6902
| Owned Generating Capacity (MW) | 14305.8742 | 15164.4142 | 16545.4942 | 16800.7342 | 17272.0322 | 17273.2122 | 17218.2582 | 17193.6622 | 17193.6622 | 17193.6622 | 16723.9862 | 16723.9862 | 16723.9862 | 16723.9862 | 12110.2622 | 12110.2622 | 12110.2622 | 12110.2622 | 12110.2622 | 12110.2622
| Purchased Generating Capacity (MW), (B) | 5913.4508 | 6011.9208 | 6241.9208 | 6503.3128 | 5723.3128 | 5830.1878 | 3787.2968 | 3787.2968 | 3732.2068 | 3728.609 | 2411.857 | 1830.3928 | 1763.4394 | 1413.6913 | 1413.6907 | 1053.6427 | 1033.6627 | 1030.9207 | 1028.2733 | 1028.0403
| Dispatchable DSOs (MW), (C) | 648.692 | 652.2801 | 655.7986 | 656.2857 | 658.7528 | 661.1536 | 665.3971 | 667.34 | 670.1343 | 673.0091 | 674.8896 | 676.237 | 681.0866 | 702.5999 | 711.0578 | 719.6438 | 727.5538 | 737.4593 | 747.9801 | 757.7458
| Total Capacity (MW) | 20868.017 | 21828.6151 | 23443.2136 | 23960.3327 | 23654.0978 | 23764.5536 | 21670.9521 | 21648.299 | 21596.0033 | 21595.2803 | 19810.7328 | 19230.616 | 19168.5123 | 18840.2774 | 14235.0107 | 13883.5488 | 13871.4787 | 13878.6423 | 13886.5156 | 13896.0483
| Capacity Required to Meet GPC Target (MW), (D) | -601.8793 | -780.7345 | -598.3807 | 1466.5478 | 4085.6637 | 5782.7096 | 8948.0948 | 9510.6703 | 9953.6021 | 10252.3927 | 12289.5295 | 13014.7321 | 13350.5951 | 13964.6681 | 19056.6558 | 19799.0829 | 20283.5682 | 20767.8703 | 21298.5928 | 21822.0328
| GPC Reserve Margin (%) | 28.31% | 29.23% | 27.87% | 17.92% | 6.704% | 0.6446% | -11.43% | -13.06% | -14.34% | -15.15% | -22.77% | -25.37% | -26.24% | -28.13% | -46.49% | -48.42% | -49.18% | -49.87% | -50.61% | -51.32%
|  | Notes | (A) Territorial Load requirements less non-dispatchable DSOs
(B) Includes territorial and imported power purchases. Capacity does not include the Winter 2027/2028 BESS Request for Proposals (RFP) approved in the 2023 Integrated Resource Plan (IRP) Update to show total procurement needs.
(C) Values stated in combustion turbine equivalence terms
(D) Does not consider planning reserve sharing. Reflects GPC's Target Reserve Margin, resulting from a System Target Reserve Margin of 25.50% (2025-2027) and 26% (2028 and beyond).
Existing Capability
|  | 2025 | 2026 | 2027 | 2028 | 2029 | 2030 | 2031 | 2032 | 2033 | 2034 | 2035 | 2036 | 2037 | 2038 | 2039 | 2040 | 2041 | 2042 | 2043 | 2044
Owned Generating Capacity (MW) |  | 14305.8742 | 15164.4142 | 16545.4942 | 16800.7342 | 17272.0322 | 17273.2122 | 17218.2582 | 17193.6622 | 17193.6622 | 17193.6622 | 16723.9862 | 16723.9862 | 16723.9862 | 16723.9862 | 12110.2622 | 12110.2622 | 12110.2622 | 12110.2622 | 12110.2622 | 12110.2622
Nuclear |  | 3049.3786 | 3049.3786 | 3049.3786 | 3049.3786 | 3049.3786 | 3049.3786 | 3049.3786 | 3049.3786 | 3049.3786 | 3049.3786 | 3049.3786 | 3049.3786 | 3049.3786 | 3049.3786 | 3049.3786 | 3049.3786 | 3049.3786 | 3049.3786 | 3049.3786 | 3049.3786
| HATCH 1 | 451.401 | 451.401 | 451.401 | 451.401 | 451.401 | 451.401 | 451.401 | 451.401 | 451.401 | 451.401 | 451.401 | 451.401 | 451.401 | 451.401 | 451.401 | 451.401 | 451.401 | 451.401 | 451.401 | 451.401
| HATCH 2 | 454.407 | 454.407 | 454.407 | 454.407 | 454.407 | 454.407 | 454.407 | 454.407 | 454.407 | 454.407 | 454.407 | 454.407 | 454.407 | 454.407 | 454.407 | 454.407 | 454.407 | 454.407 | 454.407 | 454.407
| VOGTLE 1 | 559.6771 | 559.6771 | 559.6771 | 559.6771 | 559.6771 | 559.6771 | 559.6771 | 559.6771 | 559.6771 | 559.6771 | 559.6771 | 559.6771 | 559.6771 | 559.6771 | 559.6771 | 559.6771 | 559.6771 | 559.6771 | 559.6771 | 559.6771
| VOGTLE 2 | 562.9555 | 562.9555 | 562.9555 | 562.9555 | 562.9555 | 562.9555 | 562.9555 | 562.9555 | 562.9555 | 562.9555 | 562.9555 | 562.9555 | 562.9555 | 562.9555 | 562.9555 | 562.9555 | 562.9555 | 562.9555 | 562.9555 | 562.9555
| VOGTLE 3 | 510.469 | 510.469 | 510.469 | 510.469 | 510.469 | 510.469 | 510.469 | 510.469 | 510.469 | 510.469 | 510.469 | 510.469 | 510.469 | 510.469 | 510.469 | 510.469 | 510.469 | 510.469 | 510.469 | 510.469
| VOGTLE 4 | 510.469 | 510.469 | 510.469 | 510.469 | 510.469 | 510.469 | 510.469 | 510.469 | 510.469 | 510.469 | 510.469 | 510.469 | 510.469 | 510.469 | 510.469 | 510.469 | 510.469 | 510.469 | 510.469 | 510.469
Coal |  | 4044.843 | 4044.843 | 4044.843 | 4044.843 | 4044.843 | 4044.843 | 3989.889 | 3965.293 | 3965.293 | 3965.293 | 3965.293 | 3965.293 | 3965.293 | 3965.293 | 0 | 0 | 0 | 0 | 0 | 0
| BOWEN 1 | 740 | 740 | 740 | 740 | 740 | 740 | 740 | 740 | 740 | 740 | 740 | 740 | 740 | 740 | 0 | 0 | 0 | 0 | 0 | 0
| BOWEN 2 | 760 | 760 | 760 | 760 | 760 | 760 | 760 | 760 | 760 | 760 | 760 | 760 | 760 | 760 | 0 | 0 | 0 | 0 | 0 | 0
| BOWEN 3 | 950 | 950 | 950 | 950 | 950 | 950 | 950 | 950 | 950 | 950 | 950 | 950 | 950 | 950 | 0 | 0 | 0 | 0 | 0 | 0
| BOWEN 4 | 910 | 910 | 910 | 910 | 910 | 910 | 910 | 910 | 910 | 910 | 910 | 910 | 910 | 910 | 0 | 0 | 0 | 0 | 0 | 0
| SCHERER 1 | 75.18 | 75.18 | 75.18 | 75.18 | 75.18 | 75.18 | 75.18 | 75.18 | 75.18 | 75.18 | 75.18 | 75.18 | 75.18 | 75.18 | 0 | 0 | 0 | 0 | 0 | 0
| SCHERER 2 | 72.24 | 72.24 | 72.24 | 72.24 | 72.24 | 72.24 | 72.24 | 72.24 | 72.24 | 72.24 | 72.24 | 72.24 | 72.24 | 72.24 | 0 | 0 | 0 | 0 | 0 | 0
| SCHERER 3 | 537.423 | 537.423 | 537.423 | 537.423 | 537.423 | 537.423 | 482.469 | 457.873 | 457.873 | 457.873 | 457.873 | 457.873 | 457.873 | 457.873 | 0 | 0 | 0 | 0 | 0 | 0
| WANSLEY 1 | 0 | 0 | 0 | 0 | 0 | 0 | 0 | 0 | 0 | 0 | 0 | 0 | 0 | 0 | 0 | 0 | 0 | 0 | 0 | 0
| WANSLEY 2 | 0 | 0 | 0 | 0 | 0 | 0 | 0 | 0 | 0 | 0 | 0 | 0 | 0 | 0 | 0 | 0 | 0 | 0 | 0 | 0
Combined Cycle |  | 4168.7 | 4168.7 | 4168.7 | 4168.7 | 4168.7 | 4168.7 | 4168.7 | 4168.7 | 4168.7 | 4168.7 | 4168.7 | 4168.7 | 4168.7 | 4168.7 | 4168.7 | 4168.7 | 4168.7 | 4168.7 | 4168.7 | 4168.7
| MCDONOUGH 4 | 934 | 934 | 934 | 934 | 934 | 934 | 934 | 934 | 934 | 934 | 934 | 934 | 934 | 934 | 934 | 934 | 934 | 934 | 934 | 934
| MCDONOUGH 5 | 928 | 928 | 928 | 928 | 928 | 928 | 928 | 928 | 928 | 928 | 928 | 928 | 928 | 928 | 928 | 928 | 928 | 928 | 928 | 928
| MCDONOUGH 6 | 930 | 930 | 930 | 930 | 930 | 930 | 930 | 930 | 930 | 930 | 930 | 930 | 930 | 930 | 930 | 930 | 930 | 930 | 930 | 930
| MCINTOSH 10 | 691.7 | 691.7 | 691.7 | 691.7 | 691.7 | 691.7 | 691.7 | 691.7 | 691.7 | 691.7 | 691.7 | 691.7 | 691.7 | 691.7 | 691.7 | 691.7 | 691.7 | 691.7 | 691.7 | 691.7
| MCINTOSH 11 | 685 | 685 | 685 | 685 | 685 | 685 | 685 | 685 | 685 | 685 | 685 | 685 | 685 | 685 | 685 | 685 | 685 | 685 | 685 | 685
Oil/Gas Steam |  | 1108.107 | 1108.107 | 1108.107 | 1108.107 | 1108.107 | 1108.107 | 1108.107 | 1108.107 | 1108.107 | 1108.107 | 648.431 | 648.431 | 648.431 | 648.431 | 0 | 0 | 0 | 0 | 0 | 0
| GASTON 1 GAS | 127 | 127 | 127 | 127 | 127 | 127 | 127 | 127 | 127 | 127 | 0 | 0 | 0 | 0 | 0 | 0 | 0 | 0 | 0 | 0
| GASTON 2 GAS | 128 | 128 | 128 | 128 | 128 | 128 | 128 | 128 | 128 | 128 | 0 | 0 | 0 | 0 | 0 | 0 | 0 | 0 | 0 | 0
| GASTON 3 GAS | 102.027 | 102.027 | 102.027 | 102.027 | 102.027 | 102.027 | 102.027 | 102.027 | 102.027 | 102.027 | 0 | 0 | 0 | 0 | 0 | 0 | 0 | 0 | 0 | 0
| GASTON 4 GAS | 102.649 | 102.649 | 102.649 | 102.649 | 102.649 | 102.649 | 102.649 | 102.649 | 102.649 | 102.649 | 0 | 0 | 0 | 0 | 0 | 0 | 0 | 0 | 0 | 0
| YATES 6 GAS | 322.749 | 322.749 | 322.749 | 322.749 | 322.749 | 322.749 | 322.749 | 322.749 | 322.749 | 322.749 | 322.749 | 322.749 | 322.749 | 322.749 | 0 | 0 | 0 | 0 | 0 | 0
| YATES 7 GAS | 325.682 | 325.682 | 325.682 | 325.682 | 325.682 | 325.682 | 325.682 | 325.682 | 325.682 | 325.682 | 325.682 | 325.682 | 325.682 | 325.682 | 0 | 0 | 0 | 0 | 0 | 0
Combustion Turbine |  | 1854.645 | 1854.645 | 2211.265 | 2453.505 | 2924.803 | 2924.803 | 2924.803 | 2924.803 | 2924.803 | 2924.803 | 2914.803 | 2914.803 | 2914.803 | 2914.803 | 2914.803 | 2914.803 | 2914.803 | 2914.803 | 2914.803 | 2914.803
| GASTON A | 9.702 | 9.702 | 9.702 | 9.702 | 10 | 10 | 10 | 10 | 10 | 10 | 0 | 0 | 0 | 0 | 0 | 0 | 0 | 0 | 0 | 0
| MCDONOUGH 3A | 31.434 | 31.434 | 31.434 | 31.434 | 31.434 | 31.434 | 31.434 | 31.434 | 31.434 | 31.434 | 31.434 | 31.434 | 31.434 | 31.434 | 31.434 | 31.434 | 31.434 | 31.434 | 31.434 | 31.434
| MCDONOUGH 3B | 31.434 | 31.434 | 31.434 | 31.434 | 31.434 | 31.434 | 31.434 | 31.434 | 31.434 | 31.434 | 31.434 | 31.434 | 31.434 | 31.434 | 31.434 | 31.434 | 31.434 | 31.434 | 31.434 | 31.434
| MCINTOSH 1A | 94.5 | 94.5 | 94.5 | 94.5 | 94.5 | 94.5 | 94.5 | 94.5 | 94.5 | 94.5 | 94.5 | 94.5 | 94.5 | 94.5 | 94.5 | 94.5 | 94.5 | 94.5 | 94.5 | 94.5
| MCINTOSH 2A | 94.5 | 94.5 | 94.5 | 94.5 | 94.5 | 94.5 | 94.5 | 94.5 | 94.5 | 94.5 | 94.5 | 94.5 | 94.5 | 94.5 | 94.5 | 94.5 | 94.5 | 94.5 | 94.5 | 94.5
| MCINTOSH 3A | 94.5 | 94.5 | 94.5 | 94.5 | 94.5 | 94.5 | 94.5 | 94.5 | 94.5 | 94.5 | 94.5 | 94.5 | 94.5 | 94.5 | 94.5 | 94.5 | 94.5 | 94.5 | 94.5 | 94.5
| MCINTOSH 4A | 94.5 | 94.5 | 94.5 | 94.5 | 94.5 | 94.5 | 94.5 | 94.5 | 94.5 | 94.5 | 94.5 | 94.5 | 94.5 | 94.5 | 94.5 | 94.5 | 94.5 | 94.5 | 94.5 | 94.5
| MCINTOSH 5A | 94.5 | 94.5 | 94.5 | 94.5 | 94.5 | 94.5 | 94.5 | 94.5 | 94.5 | 94.5 | 94.5 | 94.5 | 94.5 | 94.5 | 94.5 | 94.5 | 94.5 | 94.5 | 94.5 | 94.5
| MCINTOSH 6A | 94.5 | 94.5 | 94.5 | 94.5 | 94.5 | 94.5 | 94.5 | 94.5 | 94.5 | 94.5 | 94.5 | 94.5 | 94.5 | 94.5 | 94.5 | 94.5 | 94.5 | 94.5 | 94.5 | 94.5
| MCINTOSH 7A | 94.5 | 94.5 | 94.5 | 94.5 | 94.5 | 94.5 | 94.5 | 94.5 | 94.5 | 94.5 | 94.5 | 94.5 | 94.5 | 94.5 | 94.5 | 94.5 | 94.5 | 94.5 | 94.5 | 94.5
| MCINTOSH 8A | 94.5 | 94.5 | 94.5 | 94.5 | 94.5 | 94.5 | 94.5 | 94.5 | 94.5 | 94.5 | 94.5 | 94.5 | 94.5 | 94.5 | 94.5 | 94.5 | 94.5 | 94.5 | 94.5 | 94.5
| MCMANUS 3A | 55.428 | 55.428 | 55.428 | 55.428 | 55.428 | 55.428 | 55.428 | 55.428 | 55.428 | 55.428 | 55.428 | 55.428 | 55.428 | 55.428 | 55.428 | 55.428 | 55.428 | 55.428 | 55.428 | 55.428
| MCMANUS 3B | 55.428 | 55.428 | 55.428 | 55.428 | 55.428 | 55.428 | 55.428 | 55.428 | 55.428 | 55.428 | 55.428 | 55.428 | 55.428 | 55.428 | 55.428 | 55.428 | 55.428 | 55.428 | 55.428 | 55.428
| MCMANUS 3C | 55.428 | 55.428 | 55.428 | 55.428 | 55.428 | 55.428 | 55.428 | 55.428 | 55.428 | 55.428 | 55.428 | 55.428 | 55.428 | 55.428 | 55.428 | 55.428 | 55.428 | 55.428 | 55.428 | 55.428
| MCMANUS 4A | 55.391 | 55.391 | 55.391 | 55.391 | 55.391 | 55.391 | 55.391 | 55.391 | 55.391 | 55.391 | 55.391 | 55.391 | 55.391 | 55.391 | 55.391 | 55.391 | 55.391 | 55.391 | 55.391 | 55.391
| MCMANUS 4B | 55.391 | 55.391 | 55.391 | 55.391 | 55.391 | 55.391 | 55.391 | 55.391 | 55.391 | 55.391 | 55.391 | 55.391 | 55.391 | 55.391 | 55.391 | 55.391 | 55.391 | 55.391 | 55.391 | 55.391
| MCMANUS 4C | 55.391 | 55.391 | 55.391 | 55.391 | 55.391 | 55.391 | 55.391 | 55.391 | 55.391 | 55.391 | 55.391 | 55.391 | 55.391 | 55.391 | 55.391 | 55.391 | 55.391 | 55.391 | 55.391 | 55.391
| MCMANUS 4D | 55.391 | 55.391 | 55.391 | 55.391 | 55.391 | 55.391 | 55.391 | 55.391 | 55.391 | 55.391 | 55.391 | 55.391 | 55.391 | 55.391 | 55.391 | 55.391 | 55.391 | 55.391 | 55.391 | 55.391
| MCMANUS 4E | 55.391 | 55.391 | 55.391 | 55.391 | 55.391 | 55.391 | 55.391 | 55.391 | 55.391 | 55.391 | 55.391 | 55.391 | 55.391 | 55.391 | 55.391 | 55.391 | 55.391 | 55.391 | 55.391 | 55.391
| MCMANUS 4F | 55.391 | 55.391 | 55.391 | 55.391 | 55.391 | 55.391 | 55.391 | 55.391 | 55.391 | 55.391 | 55.391 | 55.391 | 55.391 | 55.391 | 55.391 | 55.391 | 55.391 | 55.391 | 55.391 | 55.391
| MCMANUS DIESEL | 0 | 0 | 0 | 0 | 0 | 0 | 0 | 0 | 0 | 0 | 0 | 0 | 0 | 0 | 0 | 0 | 0 | 0 | 0 | 0
| WANSLEY 5A | 0 | 0 | 0 | 0 | 0 | 0 | 0 | 0 | 0 | 0 | 0 | 0 | 0 | 0 | 0 | 0 | 0 | 0 | 0 | 0
| WARNER ROBINS 1 | 93 | 93 | 93 | 93 | 93 | 93 | 93 | 93 | 93 | 93 | 93 | 93 | 93 | 93 | 93 | 93 | 93 | 93 | 93 | 93
| WARNER ROBINS 2 | 93 | 93 | 93 | 93 | 93 | 93 | 93 | 93 | 93 | 93 | 93 | 93 | 93 | 93 | 93 | 93 | 93 | 93 | 93 | 93
| WILSON 1A | 65.533 | 65.533 | 65.533 | 65.533 | 65.533 | 65.533 | 65.533 | 65.533 | 65.533 | 65.533 | 65.533 | 65.533 | 65.533 | 65.533 | 65.533 | 65.533 | 65.533 | 65.533 | 65.533 | 65.533
| WILSON 1B | 64.996 | 64.996 | 64.996 | 64.996 | 64.996 | 64.996 | 64.996 | 64.996 | 64.996 | 64.996 | 64.996 | 64.996 | 64.996 | 64.996 | 64.996 | 64.996 | 64.996 | 64.996 | 64.996 | 64.996
| WILSON 1C | 53.247 | 53.247 | 53.247 | 53.247 | 53.247 | 53.247 | 53.247 | 53.247 | 53.247 | 53.247 | 53.247 | 53.247 | 53.247 | 53.247 | 53.247 | 53.247 | 53.247 | 53.247 | 53.247 | 53.247
| WILSON 1D | 39.533 | 39.533 | 39.533 | 39.533 | 39.533 | 39.533 | 39.533 | 39.533 | 39.533 | 39.533 | 39.533 | 39.533 | 39.533 | 39.533 | 39.533 | 39.533 | 39.533 | 39.533 | 39.533 | 39.533
| WILSON 1E | 59.068 | 59.068 | 59.068 | 59.068 | 59.068 | 59.068 | 59.068 | 59.068 | 59.068 | 59.068 | 59.068 | 59.068 | 59.068 | 59.068 | 59.068 | 59.068 | 59.068 | 59.068 | 59.068 | 59.068
| WILSON 1F | 59.068 | 59.068 | 59.068 | 59.068 | 59.068 | 59.068 | 59.068 | 59.068 | 59.068 | 59.068 | 59.068 | 59.068 | 59.068 | 59.068 | 59.068 | 59.068 | 59.068 | 59.068 | 59.068 | 59.068
| WILSON DIESEL | 0 | 0 | 0 | 0 | 0 | 0 | 0 | 0 | 0 | 0 | 0 | 0 | 0 | 0 | 0 | 0 | 0 | 0 | 0 | 0
| YATES 10 | 0 | 0 | 0 | 199.62 | 356.62 | 356.62 | 356.62 | 356.62 | 356.62 | 356.62 | 356.62 | 356.62 | 356.62 | 356.62 | 356.62 | 356.62 | 356.62 | 356.62 | 356.62 | 356.62
| YATES 8 | 0 | 0 | 356.62 | 199.62 | 356.62 | 356.62 | 356.62 | 356.62 | 356.62 | 356.62 | 356.62 | 356.62 | 356.62 | 356.62 | 356.62 | 356.62 | 356.62 | 356.62 | 356.62 | 356.62
| YATES 9 | 0 | 0 | 0 | 199.62 | 356.62 | 356.62 | 356.62 | 356.62 | 356.62 | 356.62 | 356.62 | 356.62 | 356.62 | 356.62 | 356.62 | 356.62 | 356.62 | 356.62 | 356.62 | 356.62
Pump Storage |  | 403.3419 | 403.3419 | 403.3419 | 403.3419 | 403.3419 | 403.3419 | 403.3419 | 403.3419 | 403.3419 | 403.3419 | 403.3419 | 403.3419 | 403.3419 | 403.3419 | 403.3419 | 403.3419 | 403.3419 | 403.3419 | 403.3419 | 403.3419
| ROCKY MTN 1 PS | 63.3806 | 63.3806 | 63.3806 | 63.3806 | 63.3806 | 63.3806 | 63.3806 | 63.3806 | 63.3806 | 63.3806 | 63.3806 | 63.3806 | 63.3806 | 63.3806 | 63.3806 | 63.3806 | 63.3806 | 63.3806 | 63.3806 | 63.3806
| ROCKY MTN 2 PS | 63.3806 | 63.3806 | 63.3806 | 63.3806 | 63.3806 | 63.3806 | 63.3806 | 63.3806 | 63.3806 | 63.3806 | 63.3806 | 63.3806 | 63.3806 | 63.3806 | 63.3806 | 63.3806 | 63.3806 | 63.3806 | 63.3806 | 63.3806
| ROCKY MTN 3 PS | 63.3806 | 63.3806 | 63.3806 | 63.3806 | 63.3806 | 63.3806 | 63.3806 | 63.3806 | 63.3806 | 63.3806 | 63.3806 | 63.3806 | 63.3806 | 63.3806 | 63.3806 | 63.3806 | 63.3806 | 63.3806 | 63.3806 | 63.3806
| WALLACE DAM 1 PS | 53.3 | 53.3 | 53.3 | 53.3 | 53.3 | 53.3 | 53.3 | 53.3 | 53.3 | 53.3 | 53.3 | 53.3 | 53.3 | 53.3 | 53.3 | 53.3 | 53.3 | 53.3 | 53.3 | 53.3
| WALLACE DAM 2 PS | 53.3 | 53.3 | 53.3 | 53.3 | 53.3 | 53.3 | 53.3 | 53.3 | 53.3 | 53.3 | 53.3 | 53.3 | 53.3 | 53.3 | 53.3 | 53.3 | 53.3 | 53.3 | 53.3 | 53.3
| WALLACE DAM 5 PS | 53.3 | 53.3 | 53.3 | 53.3 | 53.3 | 53.3 | 53.3 | 53.3 | 53.3 | 53.3 | 53.3 | 53.3 | 53.3 | 53.3 | 53.3 | 53.3 | 53.3 | 53.3 | 53.3 | 53.3
| WALLACE DAM 6 PS | 53.3 | 53.3 | 53.3 | 53.3 | 53.3 | 53.3 | 53.3 | 53.3 | 53.3 | 53.3 | 53.3 | 53.3 | 53.3 | 53.3 | 53.3 | 53.3 | 53.3 | 53.3 | 53.3 | 53.3
Hydro |  | 677.9 | 691 | 696.82 | 696.82 | 696.82 | 696.82 | 696.82 | 696.82 | 696.82 | 696.82 | 696.82 | 696.82 | 696.82 | 696.82 | 696.82 | 696.82 | 696.82 | 696.82 | 696.82 | 696.82
| BARTLETT'S FERRY 1 HY | 16.74 | 16.74 | 16.74 | 16.74 | 16.74 | 16.74 | 16.74 | 16.74 | 16.74 | 16.74 | 16.74 | 16.74 | 16.74 | 16.74 | 16.74 | 16.74 | 16.74 | 16.74 | 16.74 | 16.74
| BARTLETT'S FERRY 2 HY | 16.74 | 16.74 | 16.74 | 16.74 | 16.74 | 16.74 | 16.74 | 16.74 | 16.74 | 16.74 | 16.74 | 16.74 | 16.74 | 16.74 | 16.74 | 16.74 | 16.74 | 16.74 | 16.74 | 16.74
| BARTLETT'S FERRY 3 HY | 16.74 | 16.74 | 16.74 | 16.74 | 16.74 | 16.74 | 16.74 | 16.74 | 16.74 | 16.74 | 16.74 | 16.74 | 16.74 | 16.74 | 16.74 | 16.74 | 16.74 | 16.74 | 16.74 | 16.74
| BARTLETT'S FERRY 4 HY | 22.31 | 22.31 | 22.31 | 22.31 | 22.31 | 22.31 | 22.31 | 22.31 | 22.31 | 22.31 | 22.31 | 22.31 | 22.31 | 22.31 | 22.31 | 22.31 | 22.31 | 22.31 | 22.31 | 22.31
| BARTLETT'S FERRY 5 HY | 60.29 | 60.29 | 60.29 | 60.29 | 60.29 | 60.29 | 60.29 | 60.29 | 60.29 | 60.29 | 60.29 | 60.29 | 60.29 | 60.29 | 60.29 | 60.29 | 60.29 | 60.29 | 60.29 | 60.29
| BARTLETT'S FERRY 6 HY | 60.29 | 60.29 | 60.29 | 60.29 | 60.29 | 60.29 | 60.29 | 60.29 | 60.29 | 60.29 | 60.29 | 60.29 | 60.29 | 60.29 | 60.29 | 60.29 | 60.29 | 60.29 | 60.29 | 60.29
| BURTON 1 HY | 4.35 | 4.35 | 4.35 | 4.35 | 4.35 | 4.35 | 4.35 | 4.35 | 4.35 | 4.35 | 4.35 | 4.35 | 4.35 | 4.35 | 4.35 | 4.35 | 4.35 | 4.35 | 4.35 | 4.35
| BURTON 2 HY | 4.35 | 4.35 | 4.35 | 4.35 | 4.35 | 4.35 | 4.35 | 4.35 | 4.35 | 4.35 | 4.35 | 4.35 | 4.35 | 4.35 | 4.35 | 4.35 | 4.35 | 4.35 | 4.35 | 4.35
| ESTATOAH 1 HY | 0 | 0 | 0 | 0 | 0 | 0 | 0 | 0 | 0 | 0 | 0 | 0 | 0 | 0 | 0 | 0 | 0 | 0 | 0 | 0
| FLINT RIVER 1 HY | 1.9 | 1.9 | 1.9 | 1.9 | 1.9 | 1.9 | 1.9 | 1.9 | 1.9 | 1.9 | 1.9 | 1.9 | 1.9 | 1.9 | 1.9 | 1.9 | 1.9 | 1.9 | 1.9 | 1.9
| FLINT RIVER 2 HY | 1.9 | 1.9 | 1.9 | 1.9 | 1.9 | 1.9 | 1.9 | 1.9 | 1.9 | 1.9 | 1.9 | 1.9 | 1.9 | 1.9 | 1.9 | 1.9 | 1.9 | 1.9 | 1.9 | 1.9
| FLINT RIVER 3 HY | 1.9 | 1.9 | 1.9 | 1.9 | 1.9 | 1.9 | 1.9 | 1.9 | 1.9 | 1.9 | 1.9 | 1.9 | 1.9 | 1.9 | 1.9 | 1.9 | 1.9 | 1.9 | 1.9 | 1.9
| GOAT ROCK 3 HY | 5.12 | 5.12 | 5.12 | 5.12 | 5.12 | 5.12 | 5.12 | 5.12 | 5.12 | 5.12 | 5.12 | 5.12 | 5.12 | 5.12 | 5.12 | 5.12 | 5.12 | 5.12 | 5.12 | 5.12
| GOAT ROCK 4 HY | 0 | 0 | 0 | 0 | 0 | 0 | 0 | 0 | 0 | 0 | 0 | 0 | 0 | 0 | 0 | 0 | 0 | 0 | 0 | 0
| GOAT ROCK 5 HY | 0 | 0 | 0 | 0 | 0 | 0 | 0 | 0 | 0 | 0 | 0 | 0 | 0 | 0 | 0 | 0 | 0 | 0 | 0 | 0
| GOAT ROCK 6 HY | 5.12 | 5.12 | 5.12 | 5.12 | 5.12 | 5.12 | 5.12 | 5.12 | 5.12 | 5.12 | 5.12 | 5.12 | 5.12 | 5.12 | 5.12 | 5.12 | 5.12 | 5.12 | 5.12 | 5.12
| GOAT ROCK 7 HY | 9.52 | 9.52 | 9.52 | 9.52 | 9.52 | 9.52 | 9.52 | 9.52 | 9.52 | 9.52 | 9.52 | 9.52 | 9.52 | 9.52 | 9.52 | 9.52 | 9.52 | 9.52 | 9.52 | 9.52
| GOAT ROCK 8 HY | 9.52 | 9.52 | 9.52 | 9.52 | 9.52 | 9.52 | 9.52 | 9.52 | 9.52 | 9.52 | 9.52 | 9.52 | 9.52 | 9.52 | 9.52 | 9.52 | 9.52 | 9.52 | 9.52 | 9.52
| LANGDALE 5 HY | 0 | 0 | 0 | 0 | 0 | 0 | 0 | 0 | 0 | 0 | 0 | 0 | 0 | 0 | 0 | 0 | 0 | 0 | 0 | 0
| LANGDALE 6 HY | 0 | 0 | 0 | 0 | 0 | 0 | 0 | 0 | 0 | 0 | 0 | 0 | 0 | 0 | 0 | 0 | 0 | 0 | 0 | 0
| LLOYD SHOALS 1 HY | 3.75 | 3.75 | 3.75 | 3.75 | 3.75 | 3.75 | 3.75 | 3.75 | 3.75 | 3.75 | 3.75 | 3.75 | 3.75 | 3.75 | 3.75 | 3.75 | 3.75 | 3.75 | 3.75 | 3.75
| LLOYD SHOALS 2 HY | 3.75 | 3.75 | 3.75 | 3.75 | 3.75 | 3.75 | 3.75 | 3.75 | 3.75 | 3.75 | 3.75 | 3.75 | 3.75 | 3.75 | 3.75 | 3.75 | 3.75 | 3.75 | 3.75 | 3.75
| LLOYD SHOALS 3 HY | 3.75 | 3.75 | 3.75 | 3.75 | 3.75 | 3.75 | 3.75 | 3.75 | 3.75 | 3.75 | 3.75 | 3.75 | 3.75 | 3.75 | 3.75 | 3.75 | 3.75 | 3.75 | 3.75 | 3.75
| LLOYD SHOALS 4 HY | 3.75 | 3.75 | 3.75 | 3.75 | 3.75 | 3.75 | 3.75 | 3.75 | 3.75 | 3.75 | 3.75 | 3.75 | 3.75 | 3.75 | 3.75 | 3.75 | 3.75 | 3.75 | 3.75 | 3.75
| LLOYD SHOALS 5 HY | 3.75 | 3.75 | 3.75 | 3.75 | 3.75 | 3.75 | 3.75 | 3.75 | 3.75 | 3.75 | 3.75 | 3.75 | 3.75 | 3.75 | 3.75 | 3.75 | 3.75 | 3.75 | 3.75 | 3.75
| LLOYD SHOALS 6 HY | 3.75 | 3.75 | 3.75 | 3.75 | 3.75 | 3.75 | 3.75 | 3.75 | 3.75 | 3.75 | 3.75 | 3.75 | 3.75 | 3.75 | 3.75 | 3.75 | 3.75 | 3.75 | 3.75 | 3.75
| MORGAN FALLS 1 HY | 1.67 | 1.67 | 1.67 | 1.67 | 1.67 | 1.67 | 1.67 | 1.67 | 1.67 | 1.67 | 1.67 | 1.67 | 1.67 | 1.67 | 1.67 | 1.67 | 1.67 | 1.67 | 1.67 | 1.67
| MORGAN FALLS 2 HY | 1.67 | 1.67 | 1.67 | 1.67 | 1.67 | 1.67 | 1.67 | 1.67 | 1.67 | 1.67 | 1.67 | 1.67 | 1.67 | 1.67 | 1.67 | 1.67 | 1.67 | 1.67 | 1.67 | 1.67
| MORGAN FALLS 3 HY | 0 | 0 | 0 | 0 | 0 | 0 | 0 | 0 | 0 | 0 | 0 | 0 | 0 | 0 | 0 | 0 | 0 | 0 | 0 | 0
| MORGAN FALLS 4 HY | 0 | 0 | 0 | 0 | 0 | 0 | 0 | 0 | 0 | 0 | 0 | 0 | 0 | 0 | 0 | 0 | 0 | 0 | 0 | 0
| MORGAN FALLS 5 HY | 1.67 | 1.67 | 1.67 | 1.67 | 1.67 | 1.67 | 1.67 | 1.67 | 1.67 | 1.67 | 1.67 | 1.67 | 1.67 | 1.67 | 1.67 | 1.67 | 1.67 | 1.67 | 1.67 | 1.67
| MORGAN FALLS 6 HY | 1.67 | 1.67 | 1.67 | 1.67 | 1.67 | 1.67 | 1.67 | 1.67 | 1.67 | 1.67 | 1.67 | 1.67 | 1.67 | 1.67 | 1.67 | 1.67 | 1.67 | 1.67 | 1.67 | 1.67
| MORGAN FALLS 7 HY | 1.67 | 1.67 | 1.67 | 1.67 | 1.67 | 1.67 | 1.67 | 1.67 | 1.67 | 1.67 | 1.67 | 1.67 | 1.67 | 1.67 | 1.67 | 1.67 | 1.67 | 1.67 | 1.67 | 1.67
| NACOOCHEE 1 HY | 3 | 3 | 3 | 3 | 3 | 3 | 3 | 3 | 3 | 3 | 3 | 3 | 3 | 3 | 3 | 3 | 3 | 3 | 3 | 3
| NACOOCHEE 2 HY | 3 | 3 | 3 | 3 | 3 | 3 | 3 | 3 | 3 | 3 | 3 | 3 | 3 | 3 | 3 | 3 | 3 | 3 | 3 | 3
| NORTH HIGHLANDS 1 HY | 10.82 | 10.82 | 10.82 | 10.82 | 10.82 | 10.82 | 10.82 | 10.82 | 10.82 | 10.82 | 10.82 | 10.82 | 10.82 | 10.82 | 10.82 | 10.82 | 10.82 | 10.82 | 10.82 | 10.82
| NORTH HIGHLANDS 2 HY | 10.82 | 10.82 | 10.82 | 10.82 | 10.82 | 10.82 | 10.82 | 10.82 | 10.82 | 10.82 | 10.82 | 10.82 | 10.82 | 10.82 | 10.82 | 10.82 | 10.82 | 10.82 | 10.82 | 10.82
| NORTH HIGHLANDS 3 HY | 10.82 | 10.82 | 10.82 | 10.82 | 10.82 | 10.82 | 10.82 | 10.82 | 10.82 | 10.82 | 10.82 | 10.82 | 10.82 | 10.82 | 10.82 | 10.82 | 10.82 | 10.82 | 10.82 | 10.82
| NORTH HIGHLANDS 4 HY | 2.35 | 2.35 | 2.35 | 2.35 | 2.35 | 2.35 | 2.35 | 2.35 | 2.35 | 2.35 | 2.35 | 2.35 | 2.35 | 2.35 | 2.35 | 2.35 | 2.35 | 2.35 | 2.35 | 2.35
| OLIVER 1 HY | 17.46 | 17.46 | 17.46 | 17.46 | 17.46 | 17.46 | 17.46 | 17.46 | 17.46 | 17.46 | 17.46 | 17.46 | 17.46 | 17.46 | 17.46 | 17.46 | 17.46 | 17.46 | 17.46 | 17.46
| OLIVER 2 HY | 17.46 | 17.46 | 17.46 | 17.46 | 17.46 | 17.46 | 17.46 | 17.46 | 17.46 | 17.46 | 17.46 | 17.46 | 17.46 | 17.46 | 17.46 | 17.46 | 17.46 | 17.46 | 17.46 | 17.46
| OLIVER 3 HY | 17.46 | 17.46 | 17.46 | 17.46 | 17.46 | 17.46 | 17.46 | 17.46 | 17.46 | 17.46 | 17.46 | 17.46 | 17.46 | 17.46 | 17.46 | 17.46 | 17.46 | 17.46 | 17.46 | 17.46
| OLIVER 4 HY | 0 | 0 | 5.82 | 5.82 | 5.82 | 5.82 | 5.82 | 5.82 | 5.82 | 5.82 | 5.82 | 5.82 | 5.82 | 5.82 | 5.82 | 5.82 | 5.82 | 5.82 | 5.82 | 5.82
| RIVERVIEW 1 HY | 0 | 0 | 0 | 0 | 0 | 0 | 0 | 0 | 0 | 0 | 0 | 0 | 0 | 0 | 0 | 0 | 0 | 0 | 0 | 0
| RIVERVIEW 2 HY | 0 | 0 | 0 | 0 | 0 | 0 | 0 | 0 | 0 | 0 | 0 | 0 | 0 | 0 | 0 | 0 | 0 | 0 | 0 | 0
| SINCLAIR 1 HY | 21.95 | 21.95 | 21.95 | 21.95 | 21.95 | 21.95 | 21.95 | 21.95 | 21.95 | 21.95 | 21.95 | 21.95 | 21.95 | 21.95 | 21.95 | 21.95 | 21.95 | 21.95 | 21.95 | 21.95
| SINCLAIR 2 HY | 21.95 | 21.95 | 21.95 | 21.95 | 21.95 | 21.95 | 21.95 | 21.95 | 21.95 | 21.95 | 21.95 | 21.95 | 21.95 | 21.95 | 21.95 | 21.95 | 21.95 | 21.95 | 21.95 | 21.95
| TALLULAH 1 HY | 12.15 | 12.15 | 12.15 | 12.15 | 12.15 | 12.15 | 12.15 | 12.15 | 12.15 | 12.15 | 12.15 | 12.15 | 12.15 | 12.15 | 12.15 | 12.15 | 12.15 | 12.15 | 12.15 | 12.15
| TALLULAH 2 HY | 12.15 | 12.15 | 12.15 | 12.15 | 12.15 | 12.15 | 12.15 | 12.15 | 12.15 | 12.15 | 12.15 | 12.15 | 12.15 | 12.15 | 12.15 | 12.15 | 12.15 | 12.15 | 12.15 | 12.15
| TALLULAH 3 HY | 12.15 | 12.15 | 12.15 | 12.15 | 12.15 | 12.15 | 12.15 | 12.15 | 12.15 | 12.15 | 12.15 | 12.15 | 12.15 | 12.15 | 12.15 | 12.15 | 12.15 | 12.15 | 12.15 | 12.15
| TALLULAH 4 HY | 12.15 | 12.15 | 12.15 | 12.15 | 12.15 | 12.15 | 12.15 | 12.15 | 12.15 | 12.15 | 12.15 | 12.15 | 12.15 | 12.15 | 12.15 | 12.15 | 12.15 | 12.15 | 12.15 | 12.15
| TALLULAH 5 HY | 12.15 | 12.15 | 12.15 | 12.15 | 12.15 | 12.15 | 12.15 | 12.15 | 12.15 | 12.15 | 12.15 | 12.15 | 12.15 | 12.15 | 12.15 | 12.15 | 12.15 | 12.15 | 12.15 | 12.15
| TALLULAH 6 HY | 12.15 | 12.15 | 12.15 | 12.15 | 12.15 | 12.15 | 12.15 | 12.15 | 12.15 | 12.15 | 12.15 | 12.15 | 12.15 | 12.15 | 12.15 | 12.15 | 12.15 | 12.15 | 12.15 | 12.15
| TERRORA 1 HY | 8.75 | 8.75 | 8.75 | 8.75 | 8.75 | 8.75 | 8.75 | 8.75 | 8.75 | 8.75 | 8.75 | 8.75 | 8.75 | 8.75 | 8.75 | 8.75 | 8.75 | 8.75 | 8.75 | 8.75
| TERRORA 2 HY | 8.75 | 8.75 | 8.75 | 8.75 | 8.75 | 8.75 | 8.75 | 8.75 | 8.75 | 8.75 | 8.75 | 8.75 | 8.75 | 8.75 | 8.75 | 8.75 | 8.75 | 8.75 | 8.75 | 8.75
| TUGALO 1 HY | 13.1 | 13.1 | 13.1 | 13.1 | 13.1 | 13.1 | 13.1 | 13.1 | 13.1 | 13.1 | 13.1 | 13.1 | 13.1 | 13.1 | 13.1 | 13.1 | 13.1 | 13.1 | 13.1 | 13.1
| TUGALO 2 HY | 13.1 | 13.1 | 13.1 | 13.1 | 13.1 | 13.1 | 13.1 | 13.1 | 13.1 | 13.1 | 13.1 | 13.1 | 13.1 | 13.1 | 13.1 | 13.1 | 13.1 | 13.1 | 13.1 | 13.1
| TUGALO 3 HY | 13.1 | 13.1 | 13.1 | 13.1 | 13.1 | 13.1 | 13.1 | 13.1 | 13.1 | 13.1 | 13.1 | 13.1 | 13.1 | 13.1 | 13.1 | 13.1 | 13.1 | 13.1 | 13.1 | 13.1
| TUGALO 4 HY | 0 | 13.1 | 13.1 | 13.1 | 13.1 | 13.1 | 13.1 | 13.1 | 13.1 | 13.1 | 13.1 | 13.1 | 13.1 | 13.1 | 13.1 | 13.1 | 13.1 | 13.1 | 13.1 | 13.1
| WALLACE DAM 3 HY | 57.44 | 57.44 | 57.44 | 57.44 | 57.44 | 57.44 | 57.44 | 57.44 | 57.44 | 57.44 | 57.44 | 57.44 | 57.44 | 57.44 | 57.44 | 57.44 | 57.44 | 57.44 | 57.44 | 57.44
| WALLACE DAM 4 HY | 57.44 | 57.44 | 57.44 | 57.44 | 57.44 | 57.44 | 57.44 | 57.44 | 57.44 | 57.44 | 57.44 | 57.44 | 57.44 | 57.44 | 57.44 | 57.44 | 57.44 | 57.44 | 57.44 | 57.44
| YONAH 1 HY | 9.53 | 9.53 | 9.53 | 9.53 | 9.53 | 9.53 | 9.53 | 9.53 | 9.53 | 9.53 | 9.53 | 9.53 | 9.53 | 9.53 | 9.53 | 9.53 | 9.53 | 9.53 | 9.53 | 9.53
| YONAH 2 HY | 9.53 | 9.53 | 9.53 | 9.53 | 9.53 | 9.53 | 9.53 | 9.53 | 9.53 | 9.53 | 9.53 | 9.53 | 9.53 | 9.53 | 9.53 | 9.53 | 9.53 | 9.53 | 9.53 | 9.53
| YONAH 3 HY | 9.53 | 9.53 | 9.53 | 9.53 | 9.53 | 9.53 | 9.53 | 9.53 | 9.53 | 9.53 | 9.53 | 9.53 | 9.53 | 9.53 | 9.53 | 9.53 | 9.53 | 9.53 | 9.53 | 9.53
Solar |  | 50.7888 | 50.7888 | 50.7888 | 50.7888 | 50.7888 | 51.9688 | 51.9688 | 51.9688 | 51.9688 | 51.9688 | 51.9688 | 51.9688 | 51.9688 | 51.9688 | 51.9688 | 51.9688 | 51.9688 | 51.9688 | 51.9688 | 51.9688
| COMMUNITY SOLAR - COMER | 0.216 | 0.216 | 0.216 | 0.216 | 0.216 | 0.216 | 0.216 | 0.216 | 0.216 | 0.216 | 0.216 | 0.216 | 0.216 | 0.216 | 0.216 | 0.216 | 0.216 | 0.216 | 0.216 | 0.216
| COMMUNITY SOLAR - GUYTON | 0.36 | 0.36 | 0.36 | 0.36 | 0.36 | 0.36 | 0.36 | 0.36 | 0.36 | 0.36 | 0.36 | 0.36 | 0.36 | 0.36 | 0.36 | 0.36 | 0.36 | 0.36 | 0.36 | 0.36
| COMMUNITY SOLAR - WAYNESBORO | 0.24 | 0.24 | 0.24 | 0.24 | 0.24 | 0.24 | 0.24 | 0.24 | 0.24 | 0.24 | 0.24 | 0.24 | 0.24 | 0.24 | 0.24 | 0.24 | 0.24 | 0.24 | 0.24 | 0.24
| FALCONS | 0.102 | 0.102 | 0.102 | 0.102 | 0.102 | 0.102 | 0.102 | 0.102 | 0.102 | 0.102 | 0.102 | 0.102 | 0.102 | 0.102 | 0.102 | 0.102 | 0.102 | 0.102 | 0.102 | 0.102
| FORT BENNING | 6 | 6 | 6 | 6 | 6 | 6 | 6 | 6 | 6 | 6 | 6 | 6 | 6 | 6 | 6 | 6 | 6 | 6 | 6 | 6
| FORT GORDON | 6 | 6 | 6 | 6 | 6 | 6 | 6 | 6 | 6 | 6 | 6 | 6 | 6 | 6 | 6 | 6 | 6 | 6 | 6 | 6
| FORT STEWART SOLAR | 6 | 6 | 6 | 6 | 6 | 6 | 6 | 6 | 6 | 6 | 6 | 6 | 6 | 6 | 6 | 6 | 6 | 6 | 6 | 6
| FORT VALLEY STATE UNIVERSITY | 1.08 | 1.08 | 1.08 | 1.08 | 1.08 | 1.08 | 1.08 | 1.08 | 1.08 | 1.08 | 1.08 | 1.08 | 1.08 | 1.08 | 1.08 | 1.08 | 1.08 | 1.08 | 1.08 | 1.08
| KINGS BAY SOLAR | 6.032 | 6.032 | 6.032 | 6.032 | 6.032 | 6.032 | 6.032 | 6.032 | 6.032 | 6.032 | 6.032 | 6.032 | 6.032 | 6.032 | 6.032 | 6.032 | 6.032 | 6.032 | 6.032 | 6.032
| MCINTOSH CLOSED ASH POND | 0.5 | 0.5 | 0.5 | 0.5 | 0.5 | 0.5 | 0.5 | 0.5 | 0.5 | 0.5 | 0.5 | 0.5 | 0.5 | 0.5 | 0.5 | 0.5 | 0.5 | 0.5 | 0.5 | 0.5
| MCLB | 6.232 | 6.232 | 6.232 | 6.232 | 6.232 | 6.232 | 6.232 | 6.232 | 6.232 | 6.232 | 6.232 | 6.232 | 6.232 | 6.232 | 6.232 | 6.232 | 6.232 | 6.232 | 6.232 | 6.232
| MOODY AFB | 4.95 | 4.95 | 4.95 | 4.95 | 4.95 | 4.95 | 4.95 | 4.95 | 4.95 | 4.95 | 4.95 | 4.95 | 4.95 | 4.95 | 4.95 | 4.95 | 4.95 | 4.95 | 4.95 | 4.95
| RIGHT OF WAY SOLAR | 0.08 | 0.08 | 0.08 | 0.08 | 0.08 | 0.08 | 0.08 | 0.08 | 0.08 | 0.08 | 0.08 | 0.08 | 0.08 | 0.08 | 0.08 | 0.08 | 0.08 | 0.08 | 0.08 | 0.08
| ROBINS AFB | 12.8 | 12.8 | 12.8 | 12.8 | 12.8 | 12.8 | 12.8 | 12.8 | 12.8 | 12.8 | 12.8 | 12.8 | 12.8 | 12.8 | 12.8 | 12.8 | 12.8 | 12.8 | 12.8 | 12.8
| UGA SOLAR | 0.1968 | 0.1968 | 0.1968 | 0.1968 | 0.1968 | 0.1968 | 0.1968 | 0.1968 | 0.1968 | 0.1968 | 0.1968 | 0.1968 | 0.1968 | 0.1968 | 0.1968 | 0.1968 | 0.1968 | 0.1968 | 0.1968 | 0.1968
| Unassigned Self-Build Solar | 0 | 0 | 0 | 0 | 0 | 1.18 | 1.18 | 1.18 | 1.18 | 1.18 | 1.18 | 1.18 | 1.18 | 1.18 | 1.18 | 1.18 | 1.18 | 1.18 | 1.18 | 1.18
System Sales |  | -1051.83 | -206.39 | 2e-21 | 2e-21 | 2e-21 | 2e-21 | 2e-21 | 2e-21 | 2e-21 | 2e-21 | 2e-21 | 2e-21 | 2e-21 | 2e-21 | 2e-21 | 2e-21 | 2e-21 | 2e-21 | 2e-21 | 2e-21
| SYSTEM SALE | -1051.83 | -206.39 | 2e-21 | 2e-21 | 2e-21 | 2e-21 | 2e-21 | 2e-21 | 2e-21 | 2e-21 | 2e-21 | 2e-21 | 2e-21 | 2e-21 | 2e-21 | 2e-21 | 2e-21 | 2e-21 | 2e-21 | 2e-21
Purchased Generating Capacity (MW) |  | 5913.4508 | 6011.9208 | 6241.9208 | 6503.3128 | 5723.3128 | 5830.1878 | 3787.2968 | 3787.2968 | 3732.2068 | 3728.609 | 2411.857 | 1830.3928 | 1763.4394 | 1413.6913 | 1413.6907 | 1053.6427 | 1033.6627 | 1030.9207 | 1028.2733 | 1028.0403
| 2019 IRP RENEWABLES - DG S2230 | 0.24 | 0.24 | 0.24 | 0.24 | 0.24 | 0.24 | 0.24 | 0.24 | 0.24 | 0.24 | 0.24 | 0.24 | 0.24 | 0.24 | 0.24 | 0.24 | 0.24 | 0.24 | 0.24 | 0.24
| 2019 IRP RENEWABLES - DG S2330 | 1.802 | 1.802 | 1.802 | 1.802 | 1.802 | 1.802 | 1.802 | 1.802 | 1.802 | 1.802 | 1.802 | 1.802 | 1.802 | 1.802 | 1.802 | 1.802 | 1.802 | 1.802 | 1.802 | 1.802
| 2019 IRP RENEWABLES - DG S2430 | 0.03 | 0.03 | 0.03 | 0.03 | 0.03 | 0.03 | 0.03 | 0.03 | 0.03 | 0.03 | 0.03 | 0.03 | 0.03 | 0.03 | 0.03 | 0.03 | 0.03 | 0.03 | 0.03 | 0.03
| 2019 IRP RENEWABLES - DG W2330 | 1.2173 | 1.2173 | 1.2173 | 1.2173 | 1.2173 | 1.2173 | 1.2173 | 1.2173 | 1.2173 | 1.2173 | 1.2173 | 1.2173 | 1.2173 | 1.2173 | 1.2173 | 1.2173 | 1.2173 | 1.2173 | 1.2173 | 1.2173
| 2019 IRP RENEWABLES - DG W2430 | 1.159 | 1.159 | 1.159 | 1.159 | 1.159 | 1.159 | 1.159 | 1.159 | 1.159 | 1.159 | 1.159 | 1.159 | 1.159 | 1.159 | 1.159 | 1.159 | 1.159 | 1.159 | 1.159 | 1.159
| 2022 IRP BIOMASS - AGE | 0 | 0 | 0 | 0 | 0 | 35 | 35 | 35 | 35 | 35 | 35 | 35 | 35 | 35 | 35 | 35 | 35 | 35 | 35 | 35
| 2022 IRP ESS RFP | 0 | 0 | 0 | 0 | 500 | 500 | 500 | 500 | 500 | 500 | 500 | 500 | 500 | 500 | 500 | 500 | 500 | 500 | 500 | 500
| 2022 IRP SOLAR DG RFP 1 | 2.2 | 2.2 | 2.2 | 2.2 | 2.2 | 2.2 | 2.2 | 2.2 | 2.2 | 2.2 | 2.2 | 2.2 | 2.2 | 2.2 | 2.2 | 2.2 | 2.2 | 2.2 | 2.2 | 2.2
| 2022 IRP SOLAR DG RFP 2 | 0 | 12.45 | 12.45 | 12.45 | 12.45 | 12.45 | 12.45 | 12.45 | 12.45 | 12.45 | 12.45 | 12.45 | 12.45 | 12.45 | 12.45 | 12.45 | 12.45 | 12.45 | 12.45 | 12.45
| 2022 IRP SOLAR US RFP 1 | 0 | 0 | 0 | 0 | 0 | 71.875 | 71.875 | 71.875 | 71.875 | 71.875 | 71.875 | 71.875 | 71.875 | 71.875 | 71.875 | 71.875 | 71.875 | 71.875 | 71.875 | 71.875
| 2022 IRP SOLAR US RFP 2 | 0 | 0 | 0 | 0 | 0 | 0 | 23.75 | 23.75 | 23.75 | 23.75 | 23.75 | 23.75 | 23.75 | 23.75 | 23.75 | 23.75 | 23.75 | 23.75 | 23.75 | 23.75
| 2022/2023 US - FLINT RIVER SOLAR | 10 | 10 | 10 | 10 | 10 | 10 | 10 | 10 | 10 | 10 | 10 | 10 | 10 | 10 | 10 | 10 | 10 | 10 | 10 | 10
| 2022/2023 US - TIMBERLAND SOLAR | 7 | 7 | 7 | 7 | 7 | 7 | 7 | 7 | 7 | 7 | 7 | 7 | 7 | 7 | 7 | 7 | 7 | 7 | 7 | 7
| 2022/2023 US - WADLEY SOLAR | 13 | 13 | 13 | 13 | 13 | 13 | 13 | 13 | 13 | 13 | 13 | 13 | 13 | 13 | 13 | 13 | 13 | 13 | 13 | 13
| 2022/2023 US - WASHINGTON COUNTY SOLAR | 7.5 | 7.5 | 7.5 | 7.5 | 7.5 | 7.5 | 7.5 | 7.5 | 7.5 | 7.5 | 7.5 | 7.5 | 7.5 | 7.5 | 7.5 | 7.5 | 7.5 | 7.5 | 7.5 | 7.5
| 2023 IRP UPDATE BESS RFP | 0 | 0 | 0 | 0 | 0 | 0 | 0 | 0 | 0 | 0 | 0 | 0 | 0 | 0 | 0 | 0 | 0 | 0 | 0 | 0
| ADDISON 1 (WEST GA) | 185.896 | 185.896 | 185.896 | 185.896 | 185.896 | 185.896 | 0 | 0 | 0 | 0 | 0 | 0 | 0 | 0 | 0 | 0 | 0 | 0 | 0 | 0
| ADDISON 3 (WEST GA) | 180.896 | 180.896 | 180.896 | 180.896 | 180.896 | 180.896 | 0 | 0 | 0 | 0 | 0 | 0 | 0 | 0 | 0 | 0 | 0 | 0 | 0 | 0
| ALBANY RENEWABLE ENERGY | 49.5 | 49.5 | 49.5 | 49.5 | 49.5 | 49.5 | 49.5 | 49.5 | 49.5 | 49.5 | 49.5 | 49.5 | 49.5 | 0 | 0 | 0 | 0 | 0 | 0 | 0
| ASI CLASSIC 210 MW - DG S1320 | 0.156 | 0.156 | 0.156 | 0.156 | 0.156 | 0.156 | 0.156 | 0.156 | 0.156 | 0 | 0 | 0 | 0 | 0 | 0 | 0 | 0 | 0 | 0 | 0
| ASI CLASSIC 210 MW - DG S1420 | 1.858 | 1.858 | 1.858 | 1.858 | 1.858 | 1.858 | 1.858 | 1.858 | 1.858 | 1.858 | 0 | 0 | 0 | 0 | 0 | 0 | 0 | 0 | 0 | 0
| ASI CLASSIC 210 MW - DG S1520 | 5.722 | 5.722 | 5.722 | 5.722 | 5.722 | 5.722 | 5.722 | 5.722 | 5.722 | 5.722 | 5.722 | 0 | 0 | 0 | 0 | 0 | 0 | 0 | 0 | 0
| ASI CLASSIC 210 MW - DG S1620 | 0.482 | 0.482 | 0.482 | 0.482 | 0.482 | 0.482 | 0.482 | 0.482 | 0.482 | 0.482 | 0.482 | 0.482 | 0 | 0 | 0 | 0 | 0 | 0 | 0 | 0
| ASI CLASSIC 210 MW - DG W1420 | 3.408 | 3.408 | 3.408 | 3.408 | 3.408 | 3.408 | 3.408 | 3.408 | 3.408 | 0 | 0 | 0 | 0 | 0 | 0 | 0 | 0 | 0 | 0 | 0
| ASI CLASSIC 210 MW - DG W1520 | 3.694 | 3.694 | 3.694 | 3.694 | 3.694 | 3.694 | 3.694 | 3.694 | 3.694 | 3.694 | 0 | 0 | 0 | 0 | 0 | 0 | 0 | 0 | 0 | 0
| ASI CLASSIC 210 MW - DG W1620 | 0.2802 | 0.2802 | 0.2802 | 0.2802 | 0.2802 | 0.2802 | 0.2802 | 0.2802 | 0.2802 | 0.2802 | 0.2802 | 0 | 0 | 0 | 0 | 0 | 0 | 0 | 0 | 0
| ASI CLASSIC 210 MW - US 1: DUBLIN SOLAR CENTER - DUBLIN | 1.02 | 1.02 | 1.02 | 1.02 | 1.02 | 1.02 | 1.02 | 1.02 | 1.02 | 1.02 | 1.02 | 0 | 0 | 0 | 0 | 0 | 0 | 0 | 0 | 0
| ASI CLASSIC 210 MW - US 1: RICHLAND SOLAR CENTER | 5 | 5 | 5 | 5 | 5 | 5 | 5 | 5 | 5 | 5 | 5 | 0 | 0 | 0 | 0 | 0 | 0 | 0 | 0 | 0
| ASI CLASSIC 210 MW - US 1: RINCON SOLAR CENTER | 4 | 4 | 4 | 4 | 4 | 4 | 4 | 4 | 4 | 4 | 4 | 4 | 0 | 0 | 0 | 0 | 0 | 0 | 0 | 0
| ASI CLASSIC 210 MW - US 2: BUTLER SOLAR FARM | 4 | 4 | 4 | 4 | 4 | 4 | 4 | 4 | 4 | 4 | 4 | 4 | 0 | 0 | 0 | 0 | 0 | 0 | 0 | 0
| ASI CLASSIC 210 MW - US 2: DECATUR COUNTY SOLAR PROJECT | 4.725 | 4.725 | 4.725 | 4.725 | 4.725 | 4.725 | 4.725 | 4.725 | 4.725 | 4.725 | 4.725 | 0 | 0 | 0 | 0 | 0 | 0 | 0 | 0 | 0
| ASI CLASSIC 210 MW - US 2: HECATE ENERGY - OLD MIDVILLE RD LLC | 5 | 5 | 5 | 5 | 5 | 5 | 5 | 5 | 5 | 5 | 5 | 5 | 0 | 0 | 0 | 0 | 0 | 0 | 0 | 0
| ASI CLASSIC 210 MW - US 2: SOLAR GLYNN | 3.536 | 3.536 | 3.536 | 3.536 | 3.536 | 3.536 | 3.536 | 3.536 | 3.536 | 3.536 | 3.536 | 3.536 | 0 | 0 | 0 | 0 | 0 | 0 | 0 | 0
| ASI PRIME 525 MW - DG S1625 | 0.024 | 0.024 | 0.024 | 0.024 | 0.024 | 0.024 | 0.024 | 0.024 | 0.024 | 0.024 | 0.024 | 0.024 | 0.024 | 0.024 | 0.024 | 0.024 | 0.024 | 0 | 0 | 0
| ASI PRIME 525 MW - DG S1635 | 0.064 | 0.064 | 0.064 | 0.064 | 0.064 | 0.064 | 0.064 | 0.064 | 0.064 | 0.064 | 0.064 | 0.064 | 0.064 | 0.064 | 0.064 | 0.064 | 0.064 | 0.064 | 0.064 | 0.064
| ASI PRIME 525 MW - DG S1725 | 0.8054 | 0.8054 | 0.8054 | 0.8054 | 0.8054 | 0.8054 | 0.8054 | 0.8054 | 0.8054 | 0.8054 | 0.8054 | 0.8054 | 0.8054 | 0.8054 | 0.8054 | 0.8054 | 0.8054 | 0.8054 | 0 | 0
| ASI PRIME 525 MW - DG S1730 | 1.22 | 1.22 | 1.22 | 1.22 | 1.22 | 1.22 | 1.22 | 1.22 | 1.22 | 1.22 | 1.22 | 1.22 | 1.22 | 1.22 | 1.22 | 1.22 | 1.22 | 1.22 | 1.22 | 1.22
| ASI PRIME 525 MW - DG S1735 | 1.404 | 1.404 | 1.404 | 1.404 | 1.404 | 1.404 | 1.404 | 1.404 | 1.404 | 1.404 | 1.404 | 1.404 | 1.404 | 1.404 | 1.404 | 1.404 | 1.404 | 1.404 | 1.404 | 1.404
| ASI PRIME 525 MW - DG S1815 | 0.0338 | 0.0338 | 0.0338 | 0.0338 | 0.0338 | 0.0338 | 0.0338 | 0.0338 | 0.0338 | 0 | 0 | 0 | 0 | 0 | 0 | 0 | 0 | 0 | 0 | 0
| ASI PRIME 525 MW - DG S1820 | 0.0006 | 0.0006 | 0.0006 | 0.0006 | 0.0006 | 0.0006 | 0.0006 | 0.0006 | 0.0006 | 0.0006 | 0.0006 | 0.0006 | 0.0006 | 0.0006 | 0 | 0 | 0 | 0 | 0 | 0
| ASI PRIME 525 MW - DG S1825 | 0.06 | 0.06 | 0.06 | 0.06 | 0.06 | 0.06 | 0.06 | 0.06 | 0.06 | 0.06 | 0.06 | 0.06 | 0.06 | 0.06 | 0.06 | 0.06 | 0.06 | 0.06 | 0.06 | 0
| ASI PRIME 525 MW - DG S1835 | 0.012 | 0.012 | 0.012 | 0.012 | 0.012 | 0.012 | 0.012 | 0.012 | 0.012 | 0.012 | 0.012 | 0.012 | 0.012 | 0.012 | 0.012 | 0.012 | 0.012 | 0.012 | 0.012 | 0
| ASI PRIME 525 MW - DG W1725 | 2.718 | 2.718 | 2.718 | 2.718 | 2.718 | 2.718 | 2.718 | 2.718 | 2.718 | 2.718 | 2.718 | 2.718 | 2.718 | 2.718 | 2.718 | 2.718 | 2.718 | 0 | 0 | 0
| ASI PRIME 525 MW - DG W1730 | 1.21 | 1.21 | 1.21 | 1.21 | 1.21 | 1.21 | 1.21 | 1.21 | 1.21 | 1.21 | 1.21 | 1.21 | 1.21 | 1.21 | 1.21 | 1.21 | 1.21 | 1.21 | 1.21 | 1.21
| ASI PRIME 525 MW - DG W1735 | 0.376 | 0.376 | 0.376 | 0.376 | 0.376 | 0.376 | 0.376 | 0.376 | 0.376 | 0.376 | 0.376 | 0.376 | 0.376 | 0.376 | 0.376 | 0.376 | 0.376 | 0.376 | 0.376 | 0.376
| ASI PRIME 525 MW - DG W1815 | 0.09 | 0.09 | 0.09 | 0.09 | 0.09 | 0.09 | 0.09 | 0.09 | 0 | 0 | 0 | 0 | 0 | 0 | 0 | 0 | 0 | 0 | 0 | 0
| ASI PRIME 525 MW - DG W1820 | 0.06 | 0.06 | 0.06 | 0.06 | 0.06 | 0.06 | 0.06 | 0.06 | 0.06 | 0.06 | 0.06 | 0.06 | 0.06 | 0 | 0 | 0 | 0 | 0 | 0 | 0
| ASI PRIME 525 MW - DG W1825 | 1.842 | 1.842 | 1.842 | 1.842 | 1.842 | 1.842 | 1.842 | 1.842 | 1.842 | 1.842 | 1.842 | 1.842 | 1.842 | 1.842 | 1.842 | 1.842 | 1.842 | 1.842 | 0 | 0
| ASI PRIME 525 MW - DG W1830 | 4.478 | 4.478 | 4.478 | 4.478 | 4.478 | 4.478 | 4.478 | 4.478 | 4.478 | 4.478 | 4.478 | 4.478 | 4.478 | 4.478 | 4.478 | 4.478 | 4.478 | 4.478 | 4.478 | 4.478
| ASI PRIME 525 MW - DG W1835 | 1.256 | 1.256 | 1.256 | 1.256 | 1.256 | 1.256 | 1.256 | 1.256 | 1.256 | 1.256 | 1.256 | 1.256 | 1.256 | 1.256 | 1.256 | 1.256 | 1.256 | 1.256 | 1.256 | 1.256
| ASI PRIME 525 MW - US 1: BUTLER SOLAR | 25 | 25 | 25 | 25 | 25 | 25 | 25 | 25 | 25 | 25 | 25 | 25 | 25 | 25 | 25 | 25 | 25 | 25 | 25 | 25
| ASI PRIME 525 MW - US 1: DECATUR PARKWAY SOLAR PROJECT | 19.98 | 19.98 | 19.98 | 19.98 | 19.98 | 19.98 | 19.98 | 19.98 | 19.98 | 19.98 | 19.98 | 19.98 | 19.98 | 19.98 | 19.98 | 19.98 | 0 | 0 | 0 | 0
| ASI PRIME 525 MW - US 1: PAWPAW SOLAR | 7.5 | 7.5 | 7.5 | 7.5 | 7.5 | 7.5 | 7.5 | 7.5 | 7.5 | 7.5 | 7.5 | 7.5 | 7.5 | 7.5 | 7.5 | 7.5 | 7.5 | 7.5 | 7.5 | 7.5
| ASI PRIME 525 MW - US 2: LIVE OAK SOLAR | 10.2 | 10.2 | 10.2 | 10.2 | 10.2 | 10.2 | 10.2 | 10.2 | 10.2 | 10.2 | 10.2 | 10.2 | 10.2 | 10.2 | 10.2 | 10.2 | 10.2 | 10.2 | 10.2 | 10.2
| ASI PRIME 525 MW - US 2: WHITE OAK SOLAR | 15.3 | 15.3 | 15.3 | 15.3 | 15.3 | 15.3 | 15.3 | 15.3 | 15.3 | 15.3 | 15.3 | 15.3 | 15.3 | 15.3 | 15.3 | 15.3 | 15.3 | 15.3 | 15.3 | 15.3
| ASI PRIME 525 MW - US 2: WHITE PINE SOLAR | 20.25 | 20.25 | 20.25 | 20.25 | 20.25 | 20.25 | 20.25 | 20.25 | 20.25 | 20.25 | 20.25 | 20.25 | 20.25 | 20.25 | 20.25 | 20.25 | 20.25 | 20.25 | 20.25 | 20.25
| AXIUM US SOLAR HOLDINGS (SD&D) | 0.2 | 0.2 | 0.2 | 0 | 0 | 0 | 0 | 0 | 0 | 0 | 0 | 0 | 0 | 0 | 0 | 0 | 0 | 0 | 0 | 0
| BLUE CANYON | 82 | 82 | 82 | 82 | 82 | 82 | 82 | 82 | 82 | 82 | 82 | 0 | 0 | 0 | 0 | 0 | 0 | 0 | 0 | 0
| CCSP DG - ONLINE | 0 | 0 | 0 | 0 | 0 | 0 | 0 | 0 | 0 | 0 | 0 | 0 | 0 | 0 | 0 | 0 | 0 | 0 | 0 | 0
| CCSP DG - REMAINING | 0 | 0 | 0 | 0 | 0 | 0 | 0 | 0 | 0 | 0 | 0 | 0 | 0 | 0 | 0 | 0 | 0 | 0 | 0 | 0
| COCA-COLA | 6.3 | 6.3 | 6.3 | 6.3 | 6.3 | 6.3 | 6.3 | 6.3 | 6.3 | 6.3 | 6.3 | 0 | 0 | 0 | 0 | 0 | 0 | 0 | 0 | 0
| CONYERS RENEWABLE ENERGY | 3.077 | 3.077 | 3.077 | 3.077 | 3.077 | 3.077 | 3.077 | 3.077 | 3.077 | 3.077 | 3.077 | 3.077 | 3.077 | 0 | 0 | 0 | 0 | 0 | 0 | 0
| DAHLBERG 1 | 0 | 0 | 0 | 87.006 | 87.006 | 87.006 | 87.006 | 87.006 | 87.006 | 87.006 | 87.006 | 87.006 | 87.006 | 0 | 0 | 0 | 0 | 0 | 0 | 0
| DAHLBERG 10 | 89 | 87.838 | 87.838 | 87.838 | 87.838 | 87.838 | 87.838 | 87.838 | 87.838 | 87.838 | 87.838 | 0 | 0 | 0 | 0 | 0 | 0 | 0 | 0 | 0
| DAHLBERG 2 | 88.436 | 87.408 | 87.408 | 87.408 | 87.408 | 87.408 | 87.408 | 87.408 | 87.408 | 87.408 | 87.408 | 0 | 0 | 0 | 0 | 0 | 0 | 0 | 0 | 0
| DAHLBERG 3 | 0 | 0 | 0 | 87.169 | 87.169 | 87.169 | 87.169 | 87.169 | 87.169 | 87.169 | 87.169 | 87.169 | 87.169 | 0 | 0 | 0 | 0 | 0 | 0 | 0
| DAHLBERG 4 | 87.149 | 87.149 | 87.149 | 87.149 | 87.149 | 87.149 | 0 | 0 | 0 | 0 | 0 | 0 | 0 | 0 | 0 | 0 | 0 | 0 | 0 | 0
| DAHLBERG 5 | 0 | 0 | 0 | 87.417 | 87.417 | 87.417 | 87.417 | 87.417 | 87.417 | 87.417 | 87.417 | 87.417 | 87.417 | 0 | 0 | 0 | 0 | 0 | 0 | 0
| DAHLBERG 6 | 87.737 | 87.737 | 87.737 | 87.737 | 87.737 | 87.737 | 87.737 | 87.737 | 87.737 | 87.737 | 87.737 | 0 | 0 | 0 | 0 | 0 | 0 | 0 | 0 | 0
| DAHLBERG 8 | 86.224 | 86.224 | 86.224 | 86.224 | 86.224 | 86.224 | 86.224 | 86.224 | 86.224 | 86.224 | 86.224 | 0 | 0 | 0 | 0 | 0 | 0 | 0 | 0 | 0
| DAHLBERG 9 | 0 | 88.21 | 88.21 | 88.21 | 88.21 | 88.21 | 88.21 | 88.21 | 88.21 | 88.21 | 88.21 | 0 | 0 | 0 | 0 | 0 | 0 | 0 | 0 | 0
| EXELON HEARD 1 | 157.5 | 157.5 | 157.5 | 157.5 | 157.5 | 157.5 | 0 | 0 | 0 | 0 | 0 | 0 | 0 | 0 | 0 | 0 | 0 | 0 | 0 | 0
| EXELON HEARD 2 | 157.5 | 157.5 | 157.5 | 157.5 | 157.5 | 157.5 | 0 | 0 | 0 | 0 | 0 | 0 | 0 | 0 | 0 | 0 | 0 | 0 | 0 | 0
| EXELON HEARD 3 | 157.5 | 157.5 | 157.5 | 157.5 | 157.5 | 157.5 | 0 | 0 | 0 | 0 | 0 | 0 | 0 | 0 | 0 | 0 | 0 | 0 | 0 | 0
| EXELON HEARD 4 | 157.5 | 157.5 | 157.5 | 157.5 | 157.5 | 157.5 | 0 | 0 | 0 | 0 | 0 | 0 | 0 | 0 | 0 | 0 | 0 | 0 | 0 | 0
| EXELON HEARD 5 | 157.5 | 157.5 | 157.5 | 157.5 | 157.5 | 157.5 | 0 | 0 | 0 | 0 | 0 | 0 | 0 | 0 | 0 | 0 | 0 | 0 | 0 | 0
| EXELON HEARD 6 | 157.5 | 157.5 | 157.5 | 157.5 | 157.5 | 157.5 | 0 | 0 | 0 | 0 | 0 | 0 | 0 | 0 | 0 | 0 | 0 | 0 | 0 | 0
| GEORGIA RENEWABLE POWER FRANKLIN LLC | 58 | 58 | 58 | 58 | 58 | 58 | 58 | 58 | 58 | 58 | 58 | 58 | 58 | 58 | 58 | 58 | 58 | 58 | 58 | 58
| GEORGIA RENEWABLE POWER MADISON | 58 | 58 | 58 | 58 | 58 | 58 | 58 | 58 | 58 | 58 | 58 | 58 | 58 | 58 | 58 | 58 | 58 | 58 | 58 | 58
| GREEN POWER SOLUTIONS | 29 | 29 | 29 | 29 | 29 | 29 | 29 | 29 | 29 | 29 | 29 | 0 | 0 | 0 | 0 | 0 | 0 | 0 | 0 | 0
| HARRIS 1 | 667.7 | 667.7 | 667.7 | 667.7 | 667.7 | 667.7 | 0 | 0 | 0 | 0 | 0 | 0 | 0 | 0 | 0 | 0 | 0 | 0 | 0 | 0
| HARRIS 2 | 689.5 | 689.5 | 689.5 | 689.5 | 689.5 | 689.5 | 689.5 | 689.5 | 689.5 | 689.5 | 0 | 0 | 0 | 0 | 0 | 0 | 0 | 0 | 0 | 0
| INTERNATIONAL PAPER - FLINT RIVER | 26.8974 | 26.8974 | 26.8974 | 26.8974 | 26.8974 | 26.8974 | 26.8974 | 26.8974 | 26.8974 | 26.8974 | 26.8974 | 26.8974 | 0 | 0 | 0 | 0 | 0 | 0 | 0 | 0
| INTERNATIONAL PAPER - PORT WENTWORTH | 29.5191 | 29.5191 | 29.5191 | 29.5191 | 29.5191 | 29.5191 | 29.5191 | 29.5191 | 29.5191 | 29.5191 | 29.5191 | 29.5191 | 29.5191 | 0 | 0 | 0 | 0 | 0 | 0 | 0
| LSS 50 MW - HSH PEMBROOKE | 0.2 | 0.2 | 0.2 | 0.2 | 0.2 | 0.2 | 0.2 | 0.2 | 0.2 | 0.2 | 0.2 | 0 | 0 | 0 | 0 | 0 | 0 | 0 | 0 | 0
| LSS 50 MW - SIMON SOLAR FARM | 6 | 6 | 6 | 6 | 6 | 6 | 6 | 6 | 6 | 6 | 6 | 0 | 0 | 0 | 0 | 0 | 0 | 0 | 0 | 0
| LSS 50 MW - SOLAR D&D CAMILLA | 3.2 | 3.2 | 3.2 | 3.2 | 3.2 | 3.2 | 3.2 | 3.2 | 3.2 | 3.2 | 3.2 | 0 | 0 | 0 | 0 | 0 | 0 | 0 | 0 | 0
| LSS 50 MW - SOLAR D&D CAMP (MERIWETHER COUNTY) | 0.6 | 0.6 | 0.6 | 0.6 | 0.6 | 0.6 | 0.6 | 0.6 | 0.6 | 0.6 | 0.6 | 0 | 0 | 0 | 0 | 0 | 0 | 0 | 0 | 0
| MAS GEORGIA LFG - OAK GROVE | 6.178 | 6.178 | 6.178 | 6.178 | 6.178 | 6.178 | 6.178 | 6.178 | 6.178 | 6.178 | 6.178 | 6.178 | 0 | 0 | 0 | 0 | 0 | 0 | 0 | 0
| MAS GEORGIA LFG - PINE RIDGE | 6.3 | 6.3 | 6.3 | 6.3 | 6.3 | 6.3 | 6.3 | 6.3 | 6.3 | 6.3 | 6.3 | 6.3 | 0 | 0 | 0 | 0 | 0 | 0 | 0 | 0
| MAS GEORGIA LFG - RICHLAND CREEK | 10.56 | 10.56 | 10.56 | 10.56 | 10.56 | 10.56 | 10.56 | 10.56 | 10.56 | 10.56 | 10.56 | 10.56 | 0 | 0 | 0 | 0 | 0 | 0 | 0 | 0
| MID-GEORGIA COGEN | 300 | 300 | 300 | 300 | 0 | 0 | 0 | 0 | 0 | 0 | 0 | 0 | 0 | 0 | 0 | 0 | 0 | 0 | 0 | 0
| MONROE POWER | 360 | 360 | 360 | 360 | 360 | 360 | 360 | 360 | 360 | 360 | 360 | 360 | 360 | 360 | 360 | 0 | 0 | 0 | 0 | 0
| MPC PPA | 750 | 750 | 750 | 750 | 0 | 0 | 0 | 0 | 0 | 0 | 0 | 0 | 0 | 0 | 0 | 0 | 0 | 0 | 0 | 0
| PIEDMONT GREEN POWER | 55 | 55 | 55 | 55 | 55 | 55 | 55 | 55 | 0 | 0 | 0 | 0 | 0 | 0 | 0 | 0 | 0 | 0 | 0 | 0
| REDI 1400 MW - C&I: DOUGHERTY COUNTY SOLAR | 12 | 12 | 12 | 12 | 12 | 12 | 12 | 12 | 12 | 12 | 12 | 12 | 12 | 12 | 12 | 12 | 12 | 12 | 12 | 12
| REDI 1400 MW - C&I: TANGLEWOOD SOLAR | 5.75 | 5.75 | 5.75 | 5.75 | 5.75 | 5.75 | 5.75 | 5.75 | 5.75 | 5.75 | 5.75 | 5.75 | 5.75 | 5.75 | 5.75 | 5.75 | 5.75 | 5.75 | 5.75 | 5.75
| REDI 1400 MW - DG CS S1920 | 0.048 | 0.048 | 0.048 | 0.048 | 0.048 | 0.048 | 0.048 | 0.048 | 0.048 | 0.048 | 0.048 | 0.048 | 0.048 | 0.048 | 0.048 | 0 | 0 | 0 | 0 | 0
| REDI 1400 MW - DG CS S1925 | 0.274 | 0.274 | 0.274 | 0.274 | 0.274 | 0.274 | 0.274 | 0.274 | 0.274 | 0.274 | 0.274 | 0.274 | 0.274 | 0.274 | 0.274 | 0.274 | 0.274 | 0.274 | 0.274 | 0.274
| REDI 1400 MW - DG CS S1930 | 0.589 | 0.589 | 0.589 | 0.589 | 0.589 | 0.589 | 0.589 | 0.589 | 0.589 | 0.589 | 0.589 | 0.589 | 0.589 | 0.589 | 0.589 | 0.589 | 0.589 | 0.589 | 0.589 | 0.589
| REDI 1400 MW - DG CS S1935 | 1.404 | 1.404 | 1.404 | 1.404 | 1.404 | 1.404 | 1.404 | 1.404 | 1.404 | 1.404 | 1.404 | 1.404 | 1.404 | 1.404 | 1.404 | 1.404 | 1.404 | 1.404 | 1.404 | 1.404
| REDI 1400 MW - DG CS W1925 | 0.161 | 0.161 | 0.161 | 0.161 | 0.161 | 0.161 | 0.161 | 0.161 | 0.161 | 0.161 | 0.161 | 0.161 | 0.161 | 0.161 | 0.161 | 0.161 | 0.161 | 0.161 | 0.161 | 0
| REDI 1400 MW - DG CS W1930 | 0.06 | 0.06 | 0.06 | 0.06 | 0.06 | 0.06 | 0.06 | 0.06 | 0.06 | 0.06 | 0.06 | 0.06 | 0.06 | 0.06 | 0.06 | 0.06 | 0.06 | 0.06 | 0.06 | 0.06
| REDI 1400 MW - DG CS W1935 | 1.061 | 1.061 | 1.061 | 1.061 | 1.061 | 1.061 | 1.061 | 1.061 | 1.061 | 1.061 | 1.061 | 1.061 | 1.061 | 1.061 | 1.061 | 1.061 | 1.061 | 1.061 | 1.061 | 1.061
| REDI 1400 MW - DG S2030 | 0.1 | 0.1 | 0.1 | 0.1 | 0.1 | 0.1 | 0.1 | 0.1 | 0.1 | 0.1 | 0.1 | 0.1 | 0.1 | 0.1 | 0.1 | 0.1 | 0.1 | 0.1 | 0.1 | 0.1
| REDI 1400 MW - DG S2035 | 7.531 | 7.531 | 7.531 | 7.531 | 7.531 | 7.531 | 7.531 | 7.531 | 7.531 | 7.531 | 7.531 | 7.531 | 7.531 | 7.531 | 7.531 | 7.531 | 7.531 | 7.531 | 7.531 | 7.531
| REDI 1400 MW - DG W2030 | 0.25 | 0.25 | 0.25 | 0.25 | 0.25 | 0.25 | 0.25 | 0.25 | 0.25 | 0.25 | 0.25 | 0.25 | 0.25 | 0.25 | 0.25 | 0.25 | 0.25 | 0.25 | 0.25 | 0.25
| REDI 1400 MW - DG W2035 | 0.69 | 0.69 | 0.69 | 0.69 | 0.69 | 0.69 | 0.69 | 0.69 | 0.69 | 0.69 | 0.69 | 0.69 | 0.69 | 0.69 | 0.69 | 0.69 | 0.69 | 0.69 | 0.69 | 0.69
| REDI 1400 MW - US 1: QUITMAN SOLAR | 15 | 15 | 15 | 15 | 15 | 15 | 15 | 15 | 15 | 15 | 15 | 15 | 15 | 15 | 15 | 15 | 15 | 15 | 15 | 15
| REDI 1400 MW - US 1: SOUTHERN OAK SOLAR | 16 | 16 | 16 | 16 | 16 | 16 | 16 | 16 | 16 | 16 | 16 | 16 | 16 | 16 | 16 | 16 | 16 | 16 | 16 | 16
| REDI 1400 MW - US 1: TWIGGS COUNTY SOLAR | 20 | 20 | 20 | 20 | 20 | 20 | 20 | 20 | 20 | 20 | 20 | 20 | 20 | 20 | 20 | 20 | 20 | 20 | 20 | 20
| REDI 1400 MW - US 2: COOL SPRINGS | 21.3 | 21.3 | 21.3 | 21.3 | 21.3 | 21.3 | 21.3 | 21.3 | 21.3 | 21.3 | 21.3 | 21.3 | 21.3 | 21.3 | 21.3 | 21.3 | 21.3 | 21.3 | 21.3 | 21.3
| REDI 1400 MW - US 2: HICKORY PARK | 19.55 | 19.55 | 19.55 | 19.55 | 19.55 | 19.55 | 19.55 | 19.55 | 19.55 | 19.55 | 19.55 | 19.55 | 19.55 | 19.55 | 19.55 | 19.55 | 19.55 | 19.55 | 19.55 | 19.55
| REDI 1400 MW - US 2: QUITMAN II | 15 | 15 | 15 | 15 | 15 | 15 | 15 | 15 | 15 | 15 | 15 | 15 | 15 | 15 | 15 | 15 | 15 | 15 | 15 | 15
| REDI CS2 | 0 | 0 | 0 | 0 | 0 | 0 | 0 | 0 | 0 | 0 | 0 | 0 | 0 | 0 | 0 | 0 | 0 | 0 | 0 | 0
| SANTA ROSA | 0 | 0 | 230 | 230 | 0 | 0 | 0 | 0 | 0 | 0 | 0 | 0 | 0 | 0 | 0 | 0 | 0 | 0 | 0 | 0
| SUPERIOR - WASTE MANAGEMENT | 6 | 6 | 6 | 6 | 6 | 6 | 6 | 6 | 6 | 6 | 6 | 6 | 6 | 0 | 0 | 0 | 0 | 0 | 0 | 0
| WALTON COUNTY | 0 | 0 | 0 | 0 | 0 | 0 | 0 | 0 | 0 | 0 | 0 | 0 | 0 | 0 | 0 | 0 | 0 | 0 | 0 | 0
| WANSLEY 6 | 0 | 0 | 0 | 0 | 0 | 0 | 0 | 0 | 0 | 0 | 0 | 0 | 0 | 0 | 0 | 0 | 0 | 0 | 0 | 0
| WANSLEY 7 | 621.7 | 621.7 | 621.7 | 621.7 | 621.7 | 621.7 | 621.7 | 621.7 | 621.7 | 621.7 | 0 | 0 | 0 | 0 | 0 | 0 | 0 | 0 | 0 | 0
| WASHINGTON COUNTY | 0 | 0 | 0 | 0 | 0 | 0 | 0 | 0 | 0 | 0 | 0 | 0 | 0 | 0 | 0 | 0 | 0 | 0 | 0 | 0
Dispatchable DSOs (MW) |  | 648.692 | 652.2801 | 655.7986 | 656.2857 | 658.7528 | 661.1536 | 665.3971 | 667.34 | 670.1343 | 673.0091 | 674.8896 | 676.237 | 681.0866 | 702.5999 | 711.0578 | 719.6438 | 727.5538 | 737.4593 | 747.9801 | 757.7458
| CVR Level 1 | 200.3192 | 202.1133 | 203.8725 | 204.1161 | 205.3496 | 206.55 | 208.6717 | 209.6432 | 211.0403 | 212.4777 | 213.418 | 214.0917 | 216.5165 | 227.2731 | 231.5021 | 235.7951 | 239.7501 | 244.7029 | 249.9632 | 254.8461
| CVR Level 2 | 200.3192 | 202.1133 | 203.8725 | 204.1161 | 205.3496 | 206.55 | 208.6717 | 209.6432 | 211.0403 | 212.4777 | 213.418 | 214.0917 | 216.5165 | 227.2731 | 231.5021 | 235.7951 | 239.7501 | 244.7029 | 249.9632 | 254.8461
| DER Customer Program | 0 | 0 | 0 | 0 | 0 | 0 | 0 | 0 | 0 | 0 | 0 | 0 | 0 | 0 | 0 | 0 | 0 | 0 | 0 | 0
| DPEC | 92.1444 | 92.1444 | 92.1444 | 92.1444 | 92.1444 | 92.1444 | 92.1444 | 92.1444 | 92.1444 | 92.1444 | 92.1444 | 92.1444 | 92.1444 | 92.1444 | 92.1444 | 92.1444 | 92.1444 | 92.1444 | 92.1444 | 92.1444
| RTPeDA | 2.6868 | 2.6868 | 2.6868 | 2.6868 | 2.6868 | 2.6868 | 2.6868 | 2.6868 | 2.6868 | 2.6868 | 2.6868 | 2.6868 | 2.6868 | 2.6868 | 2.6868 | 2.6868 | 2.6868 | 2.6868 | 2.6868 | 2.6868
| RTPeHA | 124.2123 | 124.2123 | 124.2123 | 124.2123 | 124.2123 | 124.2123 | 124.2123 | 124.2123 | 124.2123 | 124.2123 | 124.2123 | 124.2123 | 124.2123 | 124.2123 | 124.2123 | 124.2123 | 124.2123 | 124.2123 | 124.2123 | 124.2123
| Temp Check | 29.0101 | 29.0101 | 29.0101 | 29.0101 | 29.0101 | 29.0101 | 29.0101 | 29.0101 | 29.0101 | 29.0101 | 29.0101 | 29.0101 | 29.0101 | 29.0101 | 29.0101 | 29.0101 | 29.0101 | 29.0101 | 29.0101 | 29.0101
Energy Storage |  | 0 | 0 | 812.25 | 825.25 | 825.25 | 825.25 | 825.25 | 825.25 | 825.25 | 825.25 | 825.25 | 825.25 | 825.25 | 825.25 | 825.25 | 825.25 | 825.25 | 825.25 | 825.25 | 825.25
| 2019 IRP BESS DEMO | 0 | 0 | 0 | 0 | 0 | 0 | 0 | 0 | 0 | 0 | 0 | 0 | 0 | 0 | 0 | 0 | 0 | 0 | 0 | 0
| 2019 IRP BESS DEMO - FORT STEWART 4 HR BESS | 0 | 0 | 0 | 13 | 13 | 13 | 13 | 13 | 13 | 13 | 13 | 13 | 13 | 13 | 13 | 13 | 13 | 13 | 13 | 13
| 2022 IRP MCGRAU FORD 2 HR BATTERY | 0 | 0 | 265 | 265 | 265 | 265 | 265 | 265 | 265 | 265 | 265 | 265 | 265 | 265 | 265 | 265 | 265 | 265 | 265 | 265
| 2023 IRP UPDATE - HAMMOND | 0 | 0 | 57.5 | 57.5 | 57.5 | 57.5 | 57.5 | 57.5 | 57.5 | 57.5 | 57.5 | 57.5 | 57.5 | 57.5 | 57.5 | 57.5 | 57.5 | 57.5 | 57.5 | 57.5
| 2023 IRP Update - MCGRAU FORD PHASE 2 | 0 | 0 | 265 | 265 | 265 | 265 | 265 | 265 | 265 | 265 | 265 | 265 | 265 | 265 | 265 | 265 | 265 | 265 | 265 | 265
| 2023 IRP UPDATE - MOODY AFB | 0 | 0 | 44.55 | 44.55 | 44.55 | 44.55 | 44.55 | 44.55 | 44.55 | 44.55 | 44.55 | 44.55 | 44.55 | 44.55 | 44.55 | 44.55 | 44.55 | 44.55 | 44.55 | 44.55
| 2023 IRP UPDATE - ROBINS AFB | 0 | 0 | 115.2 | 115.2 | 115.2 | 115.2 | 115.2 | 115.2 | 115.2 | 115.2 | 115.2 | 115.2 | 115.2 | 115.2 | 115.2 | 115.2 | 115.2 | 115.2 | 115.2 | 115.2
| MOSSY BRANCH | 0 | 0 | 65 | 65 | 65 | 65 | 65 | 65 | 65 | 65 | 65 | 65 | 65 | 65 | 65 | 65 | 65 | 65 | 65 | 65

## B2025 Summer 111-MG0
Table 4.6.1b - Georgia Power Territorial Base Case Load vs. Existing Capability 111-MG0 (Summer)
| Year | 2025 | 2026 | 2027 | 2028 | 2029 | 2030 | 2031 | 2032 | 2033 | 2034 | 2035 | 2036 | 2037 | 2038 | 2039 | 2040 | 2041 | 2042 | 2043 | 2044
| Peak Demand (MW), (A) | 17802.1122 | 18770.3022 | 20551.6604 | 22730.0321 | 24621.456 | 25840.7159 | 26553.7628 | 26894.9792 | 27267.6039 | 27550.038 | 27789.827 | 27938.7182 | 28205.5629 | 28411.8354 | 28675.1422 | 28839.0773 | 29218.8566 | 29618.9757 | 30030.3379 | 30513.9138
| Owned Generating Capacity (MW) | 13867.7745 | 14707.6045 | 16028.3395 | 16751.3395 | 16751.6375 | 16757.5375 | 16677.9875 | 16677.9875 | 16677.9875 | 16677.9875 | 16210.3115 | 16210.3115 | 16210.3115 | 16210.3115 | 11717.5875 | 11717.5875 | 11717.5875 | 11717.5875 | 11717.5875 | 11717.5875
| Purchased Generating Capacity (MW), (B) | 7410.4293 | 7522.4793 | 7521.9293 | 7446.0713 | 6981.0713 | 5701.4993 | 5915.2493 | 5915.2493 | 5859.4799 | 5844.9984 | 4127.9624 | 3999.8033 | 3841.2858 | 3616.9772 | 3616.6652 | 3307.6652 | 3255.6512 | 3245.9618 | 3240.6983 | 3237.8708
| Dispatchable DSOs (MW), (C) | 728.6535 | 735.1331 | 739.455 | 738.6366 | 741.9227 | 745.6829 | 751.1857 | 754.3047 | 758.6337 | 763.0147 | 766.1319 | 770.3192 | 776.6281 | 782.7856 | 789.1233 | 803.0179 | 813.3633 | 824.3544 | 835.4639 | 846.1415
| Total Capacity (MW) | 22006.8573 | 22965.2169 | 24289.7238 | 24936.0474 | 24474.6315 | 23204.7197 | 23344.4225 | 23347.5415 | 23296.1011 | 23286.0006 | 21104.4058 | 20980.434 | 20828.2254 | 20610.0742 | 16123.3759 | 15828.2705 | 15786.602 | 15787.9037 | 15793.7497 | 15801.5998
| Capacity Required to Meet GPC Target (MW), (D) | -897.8782 | -708.1997 | 79.5514 | 2132.0795 | 4845.9033 | 7567.7744 | 8277.2056 | 8680.4252 | 9175.6069 | 9522.0449 | 11989.193 | 12290.4724 | 12760.4538 | 13224.2452 | 18024.5032 | 18514.8312 | 19008.761 | 19483.9423 | 19967.9683 | 20535.986
| GPC Reserve Margin (%) | 23.62% | 22.35% | 18.19% | 9.705% | -0.5963% | -10.2% | -12.09% | -13.19% | -14.56% | -15.48% | -24.06% | -24.91% | -26.16% | -27.46% | -43.77% | -45.12% | -45.97% | -46.7% | -47.41% | -48.22%
|  | Notes | (A) Territorial Load requirements less non-dispatchable DSOs
(B) Includes territorial and imported power purchases. Capacity does not include the Winter 2027/2028 BESS Request for Proposals (RFP) approved in the 2023 Integrated Resource Plan (IRP) Update to show total procurement needs.
(C) Values stated in combustion turbine equivalence terms
(D) Does not consider planning reserve sharing. Reflects GPC's Target Reserve Margin, resulting from a System Target Reserve Margin of 19.5% (2025-2027) and 20% (2028 and beyond).
Existing Capability
|  | 2025 | 2026 | 2027 | 2028 | 2029 | 2030 | 2031 | 2032 | 2033 | 2034 | 2035 | 2036 | 2037 | 2038 | 2039 | 2040 | 2041 | 2042 | 2043 | 2044
Owned Generating Capacity (MW) |  | 13867.7745 | 14707.6045 | 16028.3395 | 16751.3395 | 16751.6375 | 16757.5375 | 16677.9875 | 16677.9875 | 16677.9875 | 16677.9875 | 16210.3115 | 16210.3115 | 16210.3115 | 16210.3115 | 11717.5875 | 11717.5875 | 11717.5875 | 11717.5875 | 11717.5875 | 11717.5875
Nuclear |  | 2980.3364 | 2980.3364 | 2980.3364 | 2980.3364 | 2980.3364 | 2980.3364 | 2980.3364 | 2980.3364 | 2980.3364 | 2980.3364 | 2980.3364 | 2980.3364 | 2980.3364 | 2980.3364 | 2980.3364 | 2980.3364 | 2980.3364 | 2980.3364 | 2980.3364 | 2980.3364
| HATCH 1 | 438.876 | 438.876 | 438.876 | 438.876 | 438.876 | 438.876 | 438.876 | 438.876 | 438.876 | 438.876 | 438.876 | 438.876 | 438.876 | 438.876 | 438.876 | 438.876 | 438.876 | 438.876 | 438.876 | 438.876
| HATCH 2 | 442.383 | 442.383 | 442.383 | 442.383 | 442.383 | 442.383 | 442.383 | 442.383 | 442.383 | 442.383 | 442.383 | 442.383 | 442.383 | 442.383 | 442.383 | 442.383 | 442.383 | 442.383 | 442.383 | 442.383
| VOGTLE 1 | 538.6013 | 538.6013 | 538.6013 | 538.6013 | 538.6013 | 538.6013 | 538.6013 | 538.6013 | 538.6013 | 538.6013 | 538.6013 | 538.6013 | 538.6013 | 538.6013 | 538.6013 | 538.6013 | 538.6013 | 538.6013 | 538.6013 | 538.6013
| VOGTLE 2 | 539.538 | 539.538 | 539.538 | 539.538 | 539.538 | 539.538 | 539.538 | 539.538 | 539.538 | 539.538 | 539.538 | 539.538 | 539.538 | 539.538 | 539.538 | 539.538 | 539.538 | 539.538 | 539.538 | 539.538
| VOGTLE 3 | 510.469 | 510.469 | 510.469 | 510.469 | 510.469 | 510.469 | 510.469 | 510.469 | 510.469 | 510.469 | 510.469 | 510.469 | 510.469 | 510.469 | 510.469 | 510.469 | 510.469 | 510.469 | 510.469 | 510.469
| VOGTLE 4 | 510.469 | 510.469 | 510.469 | 510.469 | 510.469 | 510.469 | 510.469 | 510.469 | 510.469 | 510.469 | 510.469 | 510.469 | 510.469 | 510.469 | 510.469 | 510.469 | 510.469 | 510.469 | 510.469 | 510.469
Coal |  | 3923.843 | 3923.843 | 3923.843 | 3923.843 | 3923.843 | 3923.843 | 3844.293 | 3844.293 | 3844.293 | 3844.293 | 3844.293 | 3844.293 | 3844.293 | 3844.293 | 0 | 0 | 0 | 0 | 0 | 0
| BOWEN 1 | 714 | 714 | 714 | 714 | 714 | 714 | 714 | 714 | 714 | 714 | 714 | 714 | 714 | 714 | 0 | 0 | 0 | 0 | 0 | 0
| BOWEN 2 | 705 | 705 | 705 | 705 | 705 | 705 | 705 | 705 | 705 | 705 | 705 | 705 | 705 | 705 | 0 | 0 | 0 | 0 | 0 | 0
| BOWEN 3 | 910 | 910 | 910 | 910 | 910 | 910 | 910 | 910 | 910 | 910 | 910 | 910 | 910 | 910 | 0 | 0 | 0 | 0 | 0 | 0
| BOWEN 4 | 910 | 910 | 910 | 910 | 910 | 910 | 910 | 910 | 910 | 910 | 910 | 910 | 910 | 910 | 0 | 0 | 0 | 0 | 0 | 0
| SCHERER 1 | 75.18 | 75.18 | 75.18 | 75.18 | 75.18 | 75.18 | 75.18 | 75.18 | 75.18 | 75.18 | 75.18 | 75.18 | 75.18 | 75.18 | 0 | 0 | 0 | 0 | 0 | 0
| SCHERER 2 | 72.24 | 72.24 | 72.24 | 72.24 | 72.24 | 72.24 | 72.24 | 72.24 | 72.24 | 72.24 | 72.24 | 72.24 | 72.24 | 72.24 | 0 | 0 | 0 | 0 | 0 | 0
| SCHERER 3 | 537.423 | 537.423 | 537.423 | 537.423 | 537.423 | 537.423 | 457.873 | 457.873 | 457.873 | 457.873 | 457.873 | 457.873 | 457.873 | 457.873 | 0 | 0 | 0 | 0 | 0 | 0
| WANSLEY 1 | 0 | 0 | 0 | 0 | 0 | 0 | 0 | 0 | 0 | 0 | 0 | 0 | 0 | 0 | 0 | 0 | 0 | 0 | 0 | 0
| WANSLEY 2 | 0 | 0 | 0 | 0 | 0 | 0 | 0 | 0 | 0 | 0 | 0 | 0 | 0 | 0 | 0 | 0 | 0 | 0 | 0 | 0
Combined Cycle |  | 3885.2 | 3885.2 | 3885.2 | 3885.2 | 3885.2 | 3885.2 | 3885.2 | 3885.2 | 3885.2 | 3885.2 | 3885.2 | 3885.2 | 3885.2 | 3885.2 | 3885.2 | 3885.2 | 3885.2 | 3885.2 | 3885.2 | 3885.2
| MCDONOUGH 4 | 855 | 855 | 855 | 855 | 855 | 855 | 855 | 855 | 855 | 855 | 855 | 855 | 855 | 855 | 855 | 855 | 855 | 855 | 855 | 855
| MCDONOUGH 5 | 850 | 850 | 850 | 850 | 850 | 850 | 850 | 850 | 850 | 850 | 850 | 850 | 850 | 850 | 850 | 850 | 850 | 850 | 850 | 850
| MCDONOUGH 6 | 840 | 840 | 840 | 840 | 840 | 840 | 840 | 840 | 840 | 840 | 840 | 840 | 840 | 840 | 840 | 840 | 840 | 840 | 840 | 840
| MCINTOSH 10 | 670.1 | 670.1 | 670.1 | 670.1 | 670.1 | 670.1 | 670.1 | 670.1 | 670.1 | 670.1 | 670.1 | 670.1 | 670.1 | 670.1 | 670.1 | 670.1 | 670.1 | 670.1 | 670.1 | 670.1
| MCINTOSH 11 | 670.1 | 670.1 | 670.1 | 670.1 | 670.1 | 670.1 | 670.1 | 670.1 | 670.1 | 670.1 | 670.1 | 670.1 | 670.1 | 670.1 | 670.1 | 670.1 | 670.1 | 670.1 | 670.1 | 670.1
Oil/Gas Steam |  | 1108.107 | 1108.107 | 1108.107 | 1108.107 | 1108.107 | 1108.107 | 1108.107 | 1108.107 | 1108.107 | 1108.107 | 648.431 | 648.431 | 648.431 | 648.431 | 0 | 0 | 0 | 0 | 0 | 0
| GASTON 1 GAS | 127 | 127 | 127 | 127 | 127 | 127 | 127 | 127 | 127 | 127 | 0 | 0 | 0 | 0 | 0 | 0 | 0 | 0 | 0 | 0
| GASTON 2 GAS | 128 | 128 | 128 | 128 | 128 | 128 | 128 | 128 | 128 | 128 | 0 | 0 | 0 | 0 | 0 | 0 | 0 | 0 | 0 | 0
| GASTON 3 GAS | 102.027 | 102.027 | 102.027 | 102.027 | 102.027 | 102.027 | 102.027 | 102.027 | 102.027 | 102.027 | 0 | 0 | 0 | 0 | 0 | 0 | 0 | 0 | 0 | 0
| GASTON 4 GAS | 102.649 | 102.649 | 102.649 | 102.649 | 102.649 | 102.649 | 102.649 | 102.649 | 102.649 | 102.649 | 0 | 0 | 0 | 0 | 0 | 0 | 0 | 0 | 0 | 0
| YATES 6 GAS | 322.749 | 322.749 | 322.749 | 322.749 | 322.749 | 322.749 | 322.749 | 322.749 | 322.749 | 322.749 | 322.749 | 322.749 | 322.749 | 322.749 | 0 | 0 | 0 | 0 | 0 | 0
| YATES 7 GAS | 325.682 | 325.682 | 325.682 | 325.682 | 325.682 | 325.682 | 325.682 | 325.682 | 325.682 | 325.682 | 325.682 | 325.682 | 325.682 | 325.682 | 0 | 0 | 0 | 0 | 0 | 0
Combustion Turbine |  | 1491.377 | 1491.377 | 2091.377 | 2814.377 | 2814.675 | 2814.675 | 2814.675 | 2814.675 | 2814.675 | 2814.675 | 2806.675 | 2806.675 | 2806.675 | 2806.675 | 2806.675 | 2806.675 | 2806.675 | 2806.675 | 2806.675 | 2806.675
| GASTON A | 7.702 | 7.702 | 7.702 | 7.702 | 8 | 8 | 8 | 8 | 8 | 8 | 0 | 0 | 0 | 0 | 0 | 0 | 0 | 0 | 0 | 0
| MCDONOUGH 3A | 0 | 0 | 0 | 0 | 0 | 0 | 0 | 0 | 0 | 0 | 0 | 0 | 0 | 0 | 0 | 0 | 0 | 0 | 0 | 0
| MCDONOUGH 3B | 0 | 0 | 0 | 0 | 0 | 0 | 0 | 0 | 0 | 0 | 0 | 0 | 0 | 0 | 0 | 0 | 0 | 0 | 0 | 0
| MCINTOSH 1A | 82.2 | 82.2 | 82.2 | 82.2 | 82.2 | 82.2 | 82.2 | 82.2 | 82.2 | 82.2 | 82.2 | 82.2 | 82.2 | 82.2 | 82.2 | 82.2 | 82.2 | 82.2 | 82.2 | 82.2
| MCINTOSH 2A | 82.2 | 82.2 | 82.2 | 82.2 | 82.2 | 82.2 | 82.2 | 82.2 | 82.2 | 82.2 | 82.2 | 82.2 | 82.2 | 82.2 | 82.2 | 82.2 | 82.2 | 82.2 | 82.2 | 82.2
| MCINTOSH 3A | 82.2 | 82.2 | 82.2 | 82.2 | 82.2 | 82.2 | 82.2 | 82.2 | 82.2 | 82.2 | 82.2 | 82.2 | 82.2 | 82.2 | 82.2 | 82.2 | 82.2 | 82.2 | 82.2 | 82.2
| MCINTOSH 4A | 82.2 | 82.2 | 82.2 | 82.2 | 82.2 | 82.2 | 82.2 | 82.2 | 82.2 | 82.2 | 82.2 | 82.2 | 82.2 | 82.2 | 82.2 | 82.2 | 82.2 | 82.2 | 82.2 | 82.2
| MCINTOSH 5A | 82.2 | 82.2 | 82.2 | 82.2 | 82.2 | 82.2 | 82.2 | 82.2 | 82.2 | 82.2 | 82.2 | 82.2 | 82.2 | 82.2 | 82.2 | 82.2 | 82.2 | 82.2 | 82.2 | 82.2
| MCINTOSH 6A | 82.2 | 82.2 | 82.2 | 82.2 | 82.2 | 82.2 | 82.2 | 82.2 | 82.2 | 82.2 | 82.2 | 82.2 | 82.2 | 82.2 | 82.2 | 82.2 | 82.2 | 82.2 | 82.2 | 82.2
| MCINTOSH 7A | 82.2 | 82.2 | 82.2 | 82.2 | 82.2 | 82.2 | 82.2 | 82.2 | 82.2 | 82.2 | 82.2 | 82.2 | 82.2 | 82.2 | 82.2 | 82.2 | 82.2 | 82.2 | 82.2 | 82.2
| MCINTOSH 8A | 82.2 | 82.2 | 82.2 | 82.2 | 82.2 | 82.2 | 82.2 | 82.2 | 82.2 | 82.2 | 82.2 | 82.2 | 82.2 | 82.2 | 82.2 | 82.2 | 82.2 | 82.2 | 82.2 | 82.2
| MCMANUS 3A | 44.428 | 44.428 | 44.428 | 44.428 | 44.428 | 44.428 | 44.428 | 44.428 | 44.428 | 44.428 | 44.428 | 44.428 | 44.428 | 44.428 | 44.428 | 44.428 | 44.428 | 44.428 | 44.428 | 44.428
| MCMANUS 3B | 44.428 | 44.428 | 44.428 | 44.428 | 44.428 | 44.428 | 44.428 | 44.428 | 44.428 | 44.428 | 44.428 | 44.428 | 44.428 | 44.428 | 44.428 | 44.428 | 44.428 | 44.428 | 44.428 | 44.428
| MCMANUS 3C | 44.428 | 44.428 | 44.428 | 44.428 | 44.428 | 44.428 | 44.428 | 44.428 | 44.428 | 44.428 | 44.428 | 44.428 | 44.428 | 44.428 | 44.428 | 44.428 | 44.428 | 44.428 | 44.428 | 44.428
| MCMANUS 4A | 44.391 | 44.391 | 44.391 | 44.391 | 44.391 | 44.391 | 44.391 | 44.391 | 44.391 | 44.391 | 44.391 | 44.391 | 44.391 | 44.391 | 44.391 | 44.391 | 44.391 | 44.391 | 44.391 | 44.391
| MCMANUS 4B | 44.391 | 44.391 | 44.391 | 44.391 | 44.391 | 44.391 | 44.391 | 44.391 | 44.391 | 44.391 | 44.391 | 44.391 | 44.391 | 44.391 | 44.391 | 44.391 | 44.391 | 44.391 | 44.391 | 44.391
| MCMANUS 4C | 44.391 | 44.391 | 44.391 | 44.391 | 44.391 | 44.391 | 44.391 | 44.391 | 44.391 | 44.391 | 44.391 | 44.391 | 44.391 | 44.391 | 44.391 | 44.391 | 44.391 | 44.391 | 44.391 | 44.391
| MCMANUS 4D | 44.391 | 44.391 | 44.391 | 44.391 | 44.391 | 44.391 | 44.391 | 44.391 | 44.391 | 44.391 | 44.391 | 44.391 | 44.391 | 44.391 | 44.391 | 44.391 | 44.391 | 44.391 | 44.391 | 44.391
| MCMANUS 4E | 44.391 | 44.391 | 44.391 | 44.391 | 44.391 | 44.391 | 44.391 | 44.391 | 44.391 | 44.391 | 44.391 | 44.391 | 44.391 | 44.391 | 44.391 | 44.391 | 44.391 | 44.391 | 44.391 | 44.391
| MCMANUS 4F | 44.391 | 44.391 | 44.391 | 44.391 | 44.391 | 44.391 | 44.391 | 44.391 | 44.391 | 44.391 | 44.391 | 44.391 | 44.391 | 44.391 | 44.391 | 44.391 | 44.391 | 44.391 | 44.391 | 44.391
| MCMANUS DIESEL | 0 | 0 | 0 | 0 | 0 | 0 | 0 | 0 | 0 | 0 | 0 | 0 | 0 | 0 | 0 | 0 | 0 | 0 | 0 | 0
| WANSLEY 5A | 0 | 0 | 0 | 0 | 0 | 0 | 0 | 0 | 0 | 0 | 0 | 0 | 0 | 0 | 0 | 0 | 0 | 0 | 0 | 0
| WARNER ROBINS 1 | 80 | 80 | 80 | 80 | 80 | 80 | 80 | 80 | 80 | 80 | 80 | 80 | 80 | 80 | 80 | 80 | 80 | 80 | 80 | 80
| WARNER ROBINS 2 | 80 | 80 | 80 | 80 | 80 | 80 | 80 | 80 | 80 | 80 | 80 | 80 | 80 | 80 | 80 | 80 | 80 | 80 | 80 | 80
| WILSON 1A | 54.533 | 54.533 | 54.533 | 54.533 | 54.533 | 54.533 | 54.533 | 54.533 | 54.533 | 54.533 | 54.533 | 54.533 | 54.533 | 54.533 | 54.533 | 54.533 | 54.533 | 54.533 | 54.533 | 54.533
| WILSON 1B | 53.996 | 53.996 | 53.996 | 53.996 | 53.996 | 53.996 | 53.996 | 53.996 | 53.996 | 53.996 | 53.996 | 53.996 | 53.996 | 53.996 | 53.996 | 53.996 | 53.996 | 53.996 | 53.996 | 53.996
| WILSON 1C | 38.247 | 38.247 | 38.247 | 38.247 | 38.247 | 38.247 | 38.247 | 38.247 | 38.247 | 38.247 | 38.247 | 38.247 | 38.247 | 38.247 | 38.247 | 38.247 | 38.247 | 38.247 | 38.247 | 38.247
| WILSON 1D | 24.533 | 24.533 | 24.533 | 24.533 | 24.533 | 24.533 | 24.533 | 24.533 | 24.533 | 24.533 | 24.533 | 24.533 | 24.533 | 24.533 | 24.533 | 24.533 | 24.533 | 24.533 | 24.533 | 24.533
| WILSON 1E | 52.068 | 52.068 | 52.068 | 52.068 | 52.068 | 52.068 | 52.068 | 52.068 | 52.068 | 52.068 | 52.068 | 52.068 | 52.068 | 52.068 | 52.068 | 52.068 | 52.068 | 52.068 | 52.068 | 52.068
| WILSON 1F | 43.068 | 43.068 | 43.068 | 43.068 | 43.068 | 43.068 | 43.068 | 43.068 | 43.068 | 43.068 | 43.068 | 43.068 | 43.068 | 43.068 | 43.068 | 43.068 | 43.068 | 43.068 | 43.068 | 43.068
| WILSON DIESEL | 0 | 0 | 0 | 0 | 0 | 0 | 0 | 0 | 0 | 0 | 0 | 0 | 0 | 0 | 0 | 0 | 0 | 0 | 0 | 0
| YATES 10 | 0 | 0 | 0 | 441 | 441 | 441 | 441 | 441 | 441 | 441 | 441 | 441 | 441 | 441 | 441 | 441 | 441 | 441 | 441 | 441
| YATES 8 | 0 | 0 | 300 | 441 | 441 | 441 | 441 | 441 | 441 | 441 | 441 | 441 | 441 | 441 | 441 | 441 | 441 | 441 | 441 | 441
| YATES 9 | 0 | 0 | 300 | 441 | 441 | 441 | 441 | 441 | 441 | 441 | 441 | 441 | 441 | 441 | 441 | 441 | 441 | 441 | 441 | 441
Pump Storage |  | 403.2219 | 403.2219 | 403.2219 | 403.2219 | 403.2219 | 403.2219 | 403.2219 | 403.2219 | 403.2219 | 403.2219 | 403.2219 | 403.2219 | 403.2219 | 403.2219 | 403.2219 | 403.2219 | 403.2219 | 403.2219 | 403.2219 | 403.2219
| ROCKY MTN 1 PS | 63.3806 | 63.3806 | 63.3806 | 63.3806 | 63.3806 | 63.3806 | 63.3806 | 63.3806 | 63.3806 | 63.3806 | 63.3806 | 63.3806 | 63.3806 | 63.3806 | 63.3806 | 63.3806 | 63.3806 | 63.3806 | 63.3806 | 63.3806
| ROCKY MTN 2 PS | 63.3806 | 63.3806 | 63.3806 | 63.3806 | 63.3806 | 63.3806 | 63.3806 | 63.3806 | 63.3806 | 63.3806 | 63.3806 | 63.3806 | 63.3806 | 63.3806 | 63.3806 | 63.3806 | 63.3806 | 63.3806 | 63.3806 | 63.3806
| ROCKY MTN 3 PS | 63.3806 | 63.3806 | 63.3806 | 63.3806 | 63.3806 | 63.3806 | 63.3806 | 63.3806 | 63.3806 | 63.3806 | 63.3806 | 63.3806 | 63.3806 | 63.3806 | 63.3806 | 63.3806 | 63.3806 | 63.3806 | 63.3806 | 63.3806
| WALLACE DAM 1 PS | 53.27 | 53.27 | 53.27 | 53.27 | 53.27 | 53.27 | 53.27 | 53.27 | 53.27 | 53.27 | 53.27 | 53.27 | 53.27 | 53.27 | 53.27 | 53.27 | 53.27 | 53.27 | 53.27 | 53.27
| WALLACE DAM 2 PS | 53.27 | 53.27 | 53.27 | 53.27 | 53.27 | 53.27 | 53.27 | 53.27 | 53.27 | 53.27 | 53.27 | 53.27 | 53.27 | 53.27 | 53.27 | 53.27 | 53.27 | 53.27 | 53.27 | 53.27
| WALLACE DAM 5 PS | 53.27 | 53.27 | 53.27 | 53.27 | 53.27 | 53.27 | 53.27 | 53.27 | 53.27 | 53.27 | 53.27 | 53.27 | 53.27 | 53.27 | 53.27 | 53.27 | 53.27 | 53.27 | 53.27 | 53.27
| WALLACE DAM 6 PS | 53.27 | 53.27 | 53.27 | 53.27 | 53.27 | 53.27 | 53.27 | 53.27 | 53.27 | 53.27 | 53.27 | 53.27 | 53.27 | 53.27 | 53.27 | 53.27 | 53.27 | 53.27 | 53.27 | 53.27
Hydro |  | 687.57 | 687.57 | 693.48 | 693.48 | 693.48 | 693.48 | 693.48 | 693.48 | 693.48 | 693.48 | 693.48 | 693.48 | 693.48 | 693.48 | 693.48 | 693.48 | 693.48 | 693.48 | 693.48 | 693.48
| BARTLETT'S FERRY 1 HY | 16.41 | 16.41 | 16.41 | 16.41 | 16.41 | 16.41 | 16.41 | 16.41 | 16.41 | 16.41 | 16.41 | 16.41 | 16.41 | 16.41 | 16.41 | 16.41 | 16.41 | 16.41 | 16.41 | 16.41
| BARTLETT'S FERRY 2 HY | 16.41 | 16.41 | 16.41 | 16.41 | 16.41 | 16.41 | 16.41 | 16.41 | 16.41 | 16.41 | 16.41 | 16.41 | 16.41 | 16.41 | 16.41 | 16.41 | 16.41 | 16.41 | 16.41 | 16.41
| BARTLETT'S FERRY 3 HY | 16.41 | 16.41 | 16.41 | 16.41 | 16.41 | 16.41 | 16.41 | 16.41 | 16.41 | 16.41 | 16.41 | 16.41 | 16.41 | 16.41 | 16.41 | 16.41 | 16.41 | 16.41 | 16.41 | 16.41
| BARTLETT'S FERRY 4 HY | 21.88 | 21.88 | 21.88 | 21.88 | 21.88 | 21.88 | 21.88 | 21.88 | 21.88 | 21.88 | 21.88 | 21.88 | 21.88 | 21.88 | 21.88 | 21.88 | 21.88 | 21.88 | 21.88 | 21.88
| BARTLETT'S FERRY 5 HY | 59.09 | 59.09 | 59.09 | 59.09 | 59.09 | 59.09 | 59.09 | 59.09 | 59.09 | 59.09 | 59.09 | 59.09 | 59.09 | 59.09 | 59.09 | 59.09 | 59.09 | 59.09 | 59.09 | 59.09
| BARTLETT'S FERRY 6 HY | 59.09 | 59.09 | 59.09 | 59.09 | 59.09 | 59.09 | 59.09 | 59.09 | 59.09 | 59.09 | 59.09 | 59.09 | 59.09 | 59.09 | 59.09 | 59.09 | 59.09 | 59.09 | 59.09 | 59.09
| BURTON 1 HY | 4.75 | 4.75 | 4.75 | 4.75 | 4.75 | 4.75 | 4.75 | 4.75 | 4.75 | 4.75 | 4.75 | 4.75 | 4.75 | 4.75 | 4.75 | 4.75 | 4.75 | 4.75 | 4.75 | 4.75
| BURTON 2 HY | 4.75 | 4.75 | 4.75 | 4.75 | 4.75 | 4.75 | 4.75 | 4.75 | 4.75 | 4.75 | 4.75 | 4.75 | 4.75 | 4.75 | 4.75 | 4.75 | 4.75 | 4.75 | 4.75 | 4.75
| ESTATOAH 1 HY | 0 | 0 | 0 | 0 | 0 | 0 | 0 | 0 | 0 | 0 | 0 | 0 | 0 | 0 | 0 | 0 | 0 | 0 | 0 | 0
| FLINT RIVER 1 HY | 2.13 | 2.13 | 2.13 | 2.13 | 2.13 | 2.13 | 2.13 | 2.13 | 2.13 | 2.13 | 2.13 | 2.13 | 2.13 | 2.13 | 2.13 | 2.13 | 2.13 | 2.13 | 2.13 | 2.13
| FLINT RIVER 2 HY | 2.13 | 2.13 | 2.13 | 2.13 | 2.13 | 2.13 | 2.13 | 2.13 | 2.13 | 2.13 | 2.13 | 2.13 | 2.13 | 2.13 | 2.13 | 2.13 | 2.13 | 2.13 | 2.13 | 2.13
| FLINT RIVER 3 HY | 2.13 | 2.13 | 2.13 | 2.13 | 2.13 | 2.13 | 2.13 | 2.13 | 2.13 | 2.13 | 2.13 | 2.13 | 2.13 | 2.13 | 2.13 | 2.13 | 2.13 | 2.13 | 2.13 | 2.13
| GOAT ROCK 3 HY | 5.01 | 5.01 | 5.01 | 5.01 | 5.01 | 5.01 | 5.01 | 5.01 | 5.01 | 5.01 | 5.01 | 5.01 | 5.01 | 5.01 | 5.01 | 5.01 | 5.01 | 5.01 | 5.01 | 5.01
| GOAT ROCK 4 HY | 0 | 0 | 0 | 0 | 0 | 0 | 0 | 0 | 0 | 0 | 0 | 0 | 0 | 0 | 0 | 0 | 0 | 0 | 0 | 0
| GOAT ROCK 5 HY | 0 | 0 | 0 | 0 | 0 | 0 | 0 | 0 | 0 | 0 | 0 | 0 | 0 | 0 | 0 | 0 | 0 | 0 | 0 | 0
| GOAT ROCK 6 HY | 5.01 | 5.01 | 5.01 | 5.01 | 5.01 | 5.01 | 5.01 | 5.01 | 5.01 | 5.01 | 5.01 | 5.01 | 5.01 | 5.01 | 5.01 | 5.01 | 5.01 | 5.01 | 5.01 | 5.01
| GOAT ROCK 7 HY | 9.32 | 9.32 | 9.32 | 9.32 | 9.32 | 9.32 | 9.32 | 9.32 | 9.32 | 9.32 | 9.32 | 9.32 | 9.32 | 9.32 | 9.32 | 9.32 | 9.32 | 9.32 | 9.32 | 9.32
| GOAT ROCK 8 HY | 9.32 | 9.32 | 9.32 | 9.32 | 9.32 | 9.32 | 9.32 | 9.32 | 9.32 | 9.32 | 9.32 | 9.32 | 9.32 | 9.32 | 9.32 | 9.32 | 9.32 | 9.32 | 9.32 | 9.32
| LANGDALE 5 HY | 0 | 0 | 0 | 0 | 0 | 0 | 0 | 0 | 0 | 0 | 0 | 0 | 0 | 0 | 0 | 0 | 0 | 0 | 0 | 0
| LANGDALE 6 HY | 0 | 0 | 0 | 0 | 0 | 0 | 0 | 0 | 0 | 0 | 0 | 0 | 0 | 0 | 0 | 0 | 0 | 0 | 0 | 0
| LLOYD SHOALS 1 HY | 3.75 | 3.75 | 3.75 | 3.75 | 3.75 | 3.75 | 3.75 | 3.75 | 3.75 | 3.75 | 3.75 | 3.75 | 3.75 | 3.75 | 3.75 | 3.75 | 3.75 | 3.75 | 3.75 | 3.75
| LLOYD SHOALS 2 HY | 3.75 | 3.75 | 3.75 | 3.75 | 3.75 | 3.75 | 3.75 | 3.75 | 3.75 | 3.75 | 3.75 | 3.75 | 3.75 | 3.75 | 3.75 | 3.75 | 3.75 | 3.75 | 3.75 | 3.75
| LLOYD SHOALS 3 HY | 3.75 | 3.75 | 3.75 | 3.75 | 3.75 | 3.75 | 3.75 | 3.75 | 3.75 | 3.75 | 3.75 | 3.75 | 3.75 | 3.75 | 3.75 | 3.75 | 3.75 | 3.75 | 3.75 | 3.75
| LLOYD SHOALS 4 HY | 3.75 | 3.75 | 3.75 | 3.75 | 3.75 | 3.75 | 3.75 | 3.75 | 3.75 | 3.75 | 3.75 | 3.75 | 3.75 | 3.75 | 3.75 | 3.75 | 3.75 | 3.75 | 3.75 | 3.75
| LLOYD SHOALS 5 HY | 3.75 | 3.75 | 3.75 | 3.75 | 3.75 | 3.75 | 3.75 | 3.75 | 3.75 | 3.75 | 3.75 | 3.75 | 3.75 | 3.75 | 3.75 | 3.75 | 3.75 | 3.75 | 3.75 | 3.75
| LLOYD SHOALS 6 HY | 3.75 | 3.75 | 3.75 | 3.75 | 3.75 | 3.75 | 3.75 | 3.75 | 3.75 | 3.75 | 3.75 | 3.75 | 3.75 | 3.75 | 3.75 | 3.75 | 3.75 | 3.75 | 3.75 | 3.75
| MORGAN FALLS 1 HY | 1.54 | 1.54 | 1.54 | 1.54 | 1.54 | 1.54 | 1.54 | 1.54 | 1.54 | 1.54 | 1.54 | 1.54 | 1.54 | 1.54 | 1.54 | 1.54 | 1.54 | 1.54 | 1.54 | 1.54
| MORGAN FALLS 2 HY | 1.54 | 1.54 | 1.54 | 1.54 | 1.54 | 1.54 | 1.54 | 1.54 | 1.54 | 1.54 | 1.54 | 1.54 | 1.54 | 1.54 | 1.54 | 1.54 | 1.54 | 1.54 | 1.54 | 1.54
| MORGAN FALLS 3 HY | 0 | 0 | 0 | 0 | 0 | 0 | 0 | 0 | 0 | 0 | 0 | 0 | 0 | 0 | 0 | 0 | 0 | 0 | 0 | 0
| MORGAN FALLS 4 HY | 0 | 0 | 0 | 0 | 0 | 0 | 0 | 0 | 0 | 0 | 0 | 0 | 0 | 0 | 0 | 0 | 0 | 0 | 0 | 0
| MORGAN FALLS 5 HY | 1.54 | 1.54 | 1.54 | 1.54 | 1.54 | 1.54 | 1.54 | 1.54 | 1.54 | 1.54 | 1.54 | 1.54 | 1.54 | 1.54 | 1.54 | 1.54 | 1.54 | 1.54 | 1.54 | 1.54
| MORGAN FALLS 6 HY | 1.54 | 1.54 | 1.54 | 1.54 | 1.54 | 1.54 | 1.54 | 1.54 | 1.54 | 1.54 | 1.54 | 1.54 | 1.54 | 1.54 | 1.54 | 1.54 | 1.54 | 1.54 | 1.54 | 1.54
| MORGAN FALLS 7 HY | 1.54 | 1.54 | 1.54 | 1.54 | 1.54 | 1.54 | 1.54 | 1.54 | 1.54 | 1.54 | 1.54 | 1.54 | 1.54 | 1.54 | 1.54 | 1.54 | 1.54 | 1.54 | 1.54 | 1.54
| NACOOCHEE 1 HY | 3 | 3 | 3 | 3 | 3 | 3 | 3 | 3 | 3 | 3 | 3 | 3 | 3 | 3 | 3 | 3 | 3 | 3 | 3 | 3
| NACOOCHEE 2 HY | 3 | 3 | 3 | 3 | 3 | 3 | 3 | 3 | 3 | 3 | 3 | 3 | 3 | 3 | 3 | 3 | 3 | 3 | 3 | 3
| NORTH HIGHLANDS 1 HY | 10.69 | 10.69 | 10.69 | 10.69 | 10.69 | 10.69 | 10.69 | 10.69 | 10.69 | 10.69 | 10.69 | 10.69 | 10.69 | 10.69 | 10.69 | 10.69 | 10.69 | 10.69 | 10.69 | 10.69
| NORTH HIGHLANDS 2 HY | 10.69 | 10.69 | 10.69 | 10.69 | 10.69 | 10.69 | 10.69 | 10.69 | 10.69 | 10.69 | 10.69 | 10.69 | 10.69 | 10.69 | 10.69 | 10.69 | 10.69 | 10.69 | 10.69 | 10.69
| NORTH HIGHLANDS 3 HY | 10.69 | 10.69 | 10.69 | 10.69 | 10.69 | 10.69 | 10.69 | 10.69 | 10.69 | 10.69 | 10.69 | 10.69 | 10.69 | 10.69 | 10.69 | 10.69 | 10.69 | 10.69 | 10.69 | 10.69
| NORTH HIGHLANDS 4 HY | 2.32 | 2.32 | 2.32 | 2.32 | 2.32 | 2.32 | 2.32 | 2.32 | 2.32 | 2.32 | 2.32 | 2.32 | 2.32 | 2.32 | 2.32 | 2.32 | 2.32 | 2.32 | 2.32 | 2.32
| OLIVER 1 HY | 17.73 | 17.73 | 17.73 | 17.73 | 17.73 | 17.73 | 17.73 | 17.73 | 17.73 | 17.73 | 17.73 | 17.73 | 17.73 | 17.73 | 17.73 | 17.73 | 17.73 | 17.73 | 17.73 | 17.73
| OLIVER 2 HY | 17.73 | 17.73 | 17.73 | 17.73 | 17.73 | 17.73 | 17.73 | 17.73 | 17.73 | 17.73 | 17.73 | 17.73 | 17.73 | 17.73 | 17.73 | 17.73 | 17.73 | 17.73 | 17.73 | 17.73
| OLIVER 3 HY | 17.73 | 17.73 | 17.73 | 17.73 | 17.73 | 17.73 | 17.73 | 17.73 | 17.73 | 17.73 | 17.73 | 17.73 | 17.73 | 17.73 | 17.73 | 17.73 | 17.73 | 17.73 | 17.73 | 17.73
| OLIVER 4 HY | 0 | 0 | 5.91 | 5.91 | 5.91 | 5.91 | 5.91 | 5.91 | 5.91 | 5.91 | 5.91 | 5.91 | 5.91 | 5.91 | 5.91 | 5.91 | 5.91 | 5.91 | 5.91 | 5.91
| RIVERVIEW 1 HY | 0 | 0 | 0 | 0 | 0 | 0 | 0 | 0 | 0 | 0 | 0 | 0 | 0 | 0 | 0 | 0 | 0 | 0 | 0 | 0
| RIVERVIEW 2 HY | 0 | 0 | 0 | 0 | 0 | 0 | 0 | 0 | 0 | 0 | 0 | 0 | 0 | 0 | 0 | 0 | 0 | 0 | 0 | 0
| SINCLAIR 1 HY | 21.9 | 21.9 | 21.9 | 21.9 | 21.9 | 21.9 | 21.9 | 21.9 | 21.9 | 21.9 | 21.9 | 21.9 | 21.9 | 21.9 | 21.9 | 21.9 | 21.9 | 21.9 | 21.9 | 21.9
| SINCLAIR 2 HY | 21.9 | 21.9 | 21.9 | 21.9 | 21.9 | 21.9 | 21.9 | 21.9 | 21.9 | 21.9 | 21.9 | 21.9 | 21.9 | 21.9 | 21.9 | 21.9 | 21.9 | 21.9 | 21.9 | 21.9
| TALLULAH 1 HY | 12.15 | 12.15 | 12.15 | 12.15 | 12.15 | 12.15 | 12.15 | 12.15 | 12.15 | 12.15 | 12.15 | 12.15 | 12.15 | 12.15 | 12.15 | 12.15 | 12.15 | 12.15 | 12.15 | 12.15
| TALLULAH 2 HY | 12.15 | 12.15 | 12.15 | 12.15 | 12.15 | 12.15 | 12.15 | 12.15 | 12.15 | 12.15 | 12.15 | 12.15 | 12.15 | 12.15 | 12.15 | 12.15 | 12.15 | 12.15 | 12.15 | 12.15
| TALLULAH 3 HY | 12.15 | 12.15 | 12.15 | 12.15 | 12.15 | 12.15 | 12.15 | 12.15 | 12.15 | 12.15 | 12.15 | 12.15 | 12.15 | 12.15 | 12.15 | 12.15 | 12.15 | 12.15 | 12.15 | 12.15
| TALLULAH 4 HY | 12.15 | 12.15 | 12.15 | 12.15 | 12.15 | 12.15 | 12.15 | 12.15 | 12.15 | 12.15 | 12.15 | 12.15 | 12.15 | 12.15 | 12.15 | 12.15 | 12.15 | 12.15 | 12.15 | 12.15
| TALLULAH 5 HY | 12.15 | 12.15 | 12.15 | 12.15 | 12.15 | 12.15 | 12.15 | 12.15 | 12.15 | 12.15 | 12.15 | 12.15 | 12.15 | 12.15 | 12.15 | 12.15 | 12.15 | 12.15 | 12.15 | 12.15
| TALLULAH 6 HY | 12.15 | 12.15 | 12.15 | 12.15 | 12.15 | 12.15 | 12.15 | 12.15 | 12.15 | 12.15 | 12.15 | 12.15 | 12.15 | 12.15 | 12.15 | 12.15 | 12.15 | 12.15 | 12.15 | 12.15
| TERRORA 1 HY | 8.7 | 8.7 | 8.7 | 8.7 | 8.7 | 8.7 | 8.7 | 8.7 | 8.7 | 8.7 | 8.7 | 8.7 | 8.7 | 8.7 | 8.7 | 8.7 | 8.7 | 8.7 | 8.7 | 8.7
| TERRORA 2 HY | 8.7 | 8.7 | 8.7 | 8.7 | 8.7 | 8.7 | 8.7 | 8.7 | 8.7 | 8.7 | 8.7 | 8.7 | 8.7 | 8.7 | 8.7 | 8.7 | 8.7 | 8.7 | 8.7 | 8.7
| TUGALO 1 HY | 13.08 | 13.08 | 13.08 | 13.08 | 13.08 | 13.08 | 13.08 | 13.08 | 13.08 | 13.08 | 13.08 | 13.08 | 13.08 | 13.08 | 13.08 | 13.08 | 13.08 | 13.08 | 13.08 | 13.08
| TUGALO 2 HY | 13.08 | 13.08 | 13.08 | 13.08 | 13.08 | 13.08 | 13.08 | 13.08 | 13.08 | 13.08 | 13.08 | 13.08 | 13.08 | 13.08 | 13.08 | 13.08 | 13.08 | 13.08 | 13.08 | 13.08
| TUGALO 3 HY | 13.08 | 13.08 | 13.08 | 13.08 | 13.08 | 13.08 | 13.08 | 13.08 | 13.08 | 13.08 | 13.08 | 13.08 | 13.08 | 13.08 | 13.08 | 13.08 | 13.08 | 13.08 | 13.08 | 13.08
| TUGALO 4 HY | 13.08 | 13.08 | 13.08 | 13.08 | 13.08 | 13.08 | 13.08 | 13.08 | 13.08 | 13.08 | 13.08 | 13.08 | 13.08 | 13.08 | 13.08 | 13.08 | 13.08 | 13.08 | 13.08 | 13.08
| WALLACE DAM 3 HY | 57.41 | 57.41 | 57.41 | 57.41 | 57.41 | 57.41 | 57.41 | 57.41 | 57.41 | 57.41 | 57.41 | 57.41 | 57.41 | 57.41 | 57.41 | 57.41 | 57.41 | 57.41 | 57.41 | 57.41
| WALLACE DAM 4 HY | 57.41 | 57.41 | 57.41 | 57.41 | 57.41 | 57.41 | 57.41 | 57.41 | 57.41 | 57.41 | 57.41 | 57.41 | 57.41 | 57.41 | 57.41 | 57.41 | 57.41 | 57.41 | 57.41 | 57.41
| YONAH 1 HY | 9.57 | 9.57 | 9.57 | 9.57 | 9.57 | 9.57 | 9.57 | 9.57 | 9.57 | 9.57 | 9.57 | 9.57 | 9.57 | 9.57 | 9.57 | 9.57 | 9.57 | 9.57 | 9.57 | 9.57
| YONAH 2 HY | 9.57 | 9.57 | 9.57 | 9.57 | 9.57 | 9.57 | 9.57 | 9.57 | 9.57 | 9.57 | 9.57 | 9.57 | 9.57 | 9.57 | 9.57 | 9.57 | 9.57 | 9.57 | 9.57 | 9.57
| YONAH 3 HY | 9.57 | 9.57 | 9.57 | 9.57 | 9.57 | 9.57 | 9.57 | 9.57 | 9.57 | 9.57 | 9.57 | 9.57 | 9.57 | 9.57 | 9.57 | 9.57 | 9.57 | 9.57 | 9.57 | 9.57
Solar |  | 227.9492 | 227.9492 | 227.9492 | 227.9492 | 227.9492 | 233.8492 | 233.8492 | 233.8492 | 233.8492 | 233.8492 | 233.8492 | 233.8492 | 233.8492 | 233.8492 | 233.8492 | 233.8492 | 233.8492 | 233.8492 | 233.8492 | 233.8492
| COMMUNITY SOLAR - COMER | 1.404 | 1.404 | 1.404 | 1.404 | 1.404 | 1.404 | 1.404 | 1.404 | 1.404 | 1.404 | 1.404 | 1.404 | 1.404 | 1.404 | 1.404 | 1.404 | 1.404 | 1.404 | 1.404 | 1.404
| COMMUNITY SOLAR - GUYTON | 2.34 | 2.34 | 2.34 | 2.34 | 2.34 | 2.34 | 2.34 | 2.34 | 2.34 | 2.34 | 2.34 | 2.34 | 2.34 | 2.34 | 2.34 | 2.34 | 2.34 | 2.34 | 2.34 | 2.34
| COMMUNITY SOLAR - WAYNESBORO | 1.56 | 1.56 | 1.56 | 1.56 | 1.56 | 1.56 | 1.56 | 1.56 | 1.56 | 1.56 | 1.56 | 1.56 | 1.56 | 1.56 | 1.56 | 1.56 | 1.56 | 1.56 | 1.56 | 1.56
| FALCONS | 0.663 | 0.663 | 0.663 | 0.663 | 0.663 | 0.663 | 0.663 | 0.663 | 0.663 | 0.663 | 0.663 | 0.663 | 0.663 | 0.663 | 0.663 | 0.663 | 0.663 | 0.663 | 0.663 | 0.663
| FORT BENNING | 16.5 | 16.5 | 16.5 | 16.5 | 16.5 | 16.5 | 16.5 | 16.5 | 16.5 | 16.5 | 16.5 | 16.5 | 16.5 | 16.5 | 16.5 | 16.5 | 16.5 | 16.5 | 16.5 | 16.5
| FORT GORDON | 16.5 | 16.5 | 16.5 | 16.5 | 16.5 | 16.5 | 16.5 | 16.5 | 16.5 | 16.5 | 16.5 | 16.5 | 16.5 | 16.5 | 16.5 | 16.5 | 16.5 | 16.5 | 16.5 | 16.5
| FORT STEWART SOLAR | 16.5 | 16.5 | 16.5 | 16.5 | 16.5 | 16.5 | 16.5 | 16.5 | 16.5 | 16.5 | 16.5 | 16.5 | 16.5 | 16.5 | 16.5 | 16.5 | 16.5 | 16.5 | 16.5 | 16.5
| FORT VALLEY STATE UNIVERSITY | 7.02 | 7.02 | 7.02 | 7.02 | 7.02 | 7.02 | 7.02 | 7.02 | 7.02 | 7.02 | 7.02 | 7.02 | 7.02 | 7.02 | 7.02 | 7.02 | 7.02 | 7.02 | 7.02 | 7.02
| KINGS BAY SOLAR | 16.588 | 16.588 | 16.588 | 16.588 | 16.588 | 16.588 | 16.588 | 16.588 | 16.588 | 16.588 | 16.588 | 16.588 | 16.588 | 16.588 | 16.588 | 16.588 | 16.588 | 16.588 | 16.588 | 16.588
| MCINTOSH CLOSED ASH POND | 2.5 | 2.5 | 2.5 | 2.5 | 2.5 | 2.5 | 2.5 | 2.5 | 2.5 | 2.5 | 2.5 | 2.5 | 2.5 | 2.5 | 2.5 | 2.5 | 2.5 | 2.5 | 2.5 | 2.5
| MCLB | 17.138 | 17.138 | 17.138 | 17.138 | 17.138 | 17.138 | 17.138 | 17.138 | 17.138 | 17.138 | 17.138 | 17.138 | 17.138 | 17.138 | 17.138 | 17.138 | 17.138 | 17.138 | 17.138 | 17.138
| MOODY AFB | 32.175 | 32.175 | 32.175 | 32.175 | 32.175 | 32.175 | 32.175 | 32.175 | 32.175 | 32.175 | 32.175 | 32.175 | 32.175 | 32.175 | 32.175 | 32.175 | 32.175 | 32.175 | 32.175 | 32.175
| RIGHT OF WAY SOLAR | 0.52 | 0.52 | 0.52 | 0.52 | 0.52 | 0.52 | 0.52 | 0.52 | 0.52 | 0.52 | 0.52 | 0.52 | 0.52 | 0.52 | 0.52 | 0.52 | 0.52 | 0.52 | 0.52 | 0.52
| ROBINS AFB | 96 | 96 | 96 | 96 | 96 | 96 | 96 | 96 | 96 | 96 | 96 | 96 | 96 | 96 | 96 | 96 | 96 | 96 | 96 | 96
| UGA SOLAR | 0.5412 | 0.5412 | 0.5412 | 0.5412 | 0.5412 | 0.5412 | 0.5412 | 0.5412 | 0.5412 | 0.5412 | 0.5412 | 0.5412 | 0.5412 | 0.5412 | 0.5412 | 0.5412 | 0.5412 | 0.5412 | 0.5412 | 0.5412
| Unassigned Self-Build Solar | 0 | 0 | 0 | 0 | 0 | 5.9 | 5.9 | 5.9 | 5.9 | 5.9 | 5.9 | 5.9 | 5.9 | 5.9 | 5.9 | 5.9 | 5.9 | 5.9 | 5.9 | 5.9
System Sales |  | -839.83 | 2e-21 | 2e-21 | 2e-21 | 2e-21 | 2e-21 | 2e-21 | 2e-21 | 2e-21 | 2e-21 | 2e-21 | 2e-21 | 2e-21 | 2e-21 | 2e-21 | 2e-21 | 2e-21 | 2e-21 | 2e-21 | 2e-21
| SYSTEM SALE | -839.83 | 2e-21 | 2e-21 | 2e-21 | 2e-21 | 2e-21 | 2e-21 | 2e-21 | 2e-21 | 2e-21 | 2e-21 | 2e-21 | 2e-21 | 2e-21 | 2e-21 | 2e-21 | 2e-21 | 2e-21 | 2e-21 | 2e-21
Purchased Generating Capacity (MW) |  | 7410.4293 | 7522.4793 | 7521.9293 | 7446.0713 | 6981.0713 | 5701.4993 | 5915.2493 | 5915.2493 | 5859.4799 | 5844.9984 | 4127.9624 | 3999.8033 | 3841.2858 | 3616.9772 | 3616.6652 | 3307.6652 | 3255.6512 | 3245.9618 | 3240.6983 | 3237.8708
| 2019 IRP RENEWABLES - DG S2230 | 1.92 | 1.92 | 1.92 | 1.92 | 1.92 | 1.92 | 1.92 | 1.92 | 1.92 | 1.92 | 1.92 | 1.92 | 1.92 | 1.92 | 1.92 | 1.92 | 1.92 | 1.92 | 1.92 | 1.92
| 2019 IRP RENEWABLES - DG S2330 | 9.01 | 9.01 | 9.01 | 9.01 | 9.01 | 9.01 | 9.01 | 9.01 | 9.01 | 9.01 | 9.01 | 9.01 | 9.01 | 9.01 | 9.01 | 9.01 | 9.01 | 9.01 | 9.01 | 9.01
| 2019 IRP RENEWABLES - DG S2430 | 0.24 | 0.24 | 0.24 | 0.24 | 0.24 | 0.24 | 0.24 | 0.24 | 0.24 | 0.24 | 0.24 | 0.24 | 0.24 | 0.24 | 0.24 | 0.24 | 0.24 | 0.24 | 0.24 | 0.24
| 2019 IRP RENEWABLES - DG W2330 | 9.7384 | 9.7384 | 9.7384 | 9.7384 | 9.7384 | 9.7384 | 9.7384 | 9.7384 | 9.7384 | 9.7384 | 9.7384 | 9.7384 | 9.7384 | 9.7384 | 9.7384 | 9.7384 | 9.7384 | 9.7384 | 9.7384 | 9.7384
| 2019 IRP RENEWABLES - DG W2430 | 9.272 | 9.272 | 9.272 | 9.272 | 9.272 | 9.272 | 9.272 | 9.272 | 9.272 | 9.272 | 9.272 | 9.272 | 9.272 | 9.272 | 9.272 | 9.272 | 9.272 | 9.272 | 9.272 | 9.272
| 2022 IRP BIOMASS - AGE | 0 | 0 | 0 | 0 | 0 | 35 | 35 | 35 | 35 | 35 | 35 | 35 | 35 | 35 | 35 | 35 | 35 | 35 | 35 | 35
| 2022 IRP ESS RFP | 0 | 0 | 0 | 0 | 500 | 500 | 500 | 500 | 500 | 500 | 500 | 500 | 500 | 500 | 500 | 500 | 500 | 500 | 500 | 500
| 2022 IRP SOLAR DG RFP 1 | 19.8 | 19.8 | 19.8 | 19.8 | 19.8 | 19.8 | 19.8 | 19.8 | 19.8 | 19.8 | 19.8 | 19.8 | 19.8 | 19.8 | 19.8 | 19.8 | 19.8 | 19.8 | 19.8 | 19.8
| 2022 IRP SOLAR DG RFP 2 | 0 | 112.05 | 112.05 | 112.05 | 112.05 | 112.05 | 112.05 | 112.05 | 112.05 | 112.05 | 112.05 | 112.05 | 112.05 | 112.05 | 112.05 | 112.05 | 112.05 | 112.05 | 112.05 | 112.05
| 2022 IRP SOLAR US RFP 1 | 0 | 0 | 0 | 0 | 0 | 646.875 | 646.875 | 646.875 | 646.875 | 646.875 | 646.875 | 646.875 | 646.875 | 646.875 | 646.875 | 646.875 | 646.875 | 646.875 | 646.875 | 646.875
| 2022 IRP SOLAR US RFP 2 | 0 | 0 | 0 | 0 | 0 | 0 | 213.75 | 213.75 | 213.75 | 213.75 | 213.75 | 213.75 | 213.75 | 213.75 | 213.75 | 213.75 | 213.75 | 213.75 | 213.75 | 213.75
| 2022/2023 US - FLINT RIVER SOLAR | 90 | 90 | 90 | 90 | 90 | 90 | 90 | 90 | 90 | 90 | 90 | 90 | 90 | 90 | 90 | 90 | 90 | 90 | 90 | 90
| 2022/2023 US - TIMBERLAND SOLAR | 63 | 63 | 63 | 63 | 63 | 63 | 63 | 63 | 63 | 63 | 63 | 63 | 63 | 63 | 63 | 63 | 63 | 63 | 63 | 63
| 2022/2023 US - WADLEY SOLAR | 117 | 117 | 117 | 117 | 117 | 117 | 117 | 117 | 117 | 117 | 117 | 117 | 117 | 117 | 117 | 117 | 117 | 117 | 117 | 117
| 2022/2023 US - WASHINGTON COUNTY SOLAR | 67.5 | 67.5 | 67.5 | 67.5 | 67.5 | 67.5 | 67.5 | 67.5 | 67.5 | 67.5 | 67.5 | 67.5 | 67.5 | 67.5 | 67.5 | 67.5 | 67.5 | 67.5 | 67.5 | 67.5
| 2023 IRP UPDATE BESS RFP | 0 | 0 | 0 | 0 | 0 | 0 | 0 | 0 | 0 | 0 | 0 | 0 | 0 | 0 | 0 | 0 | 0 | 0 | 0 | 0
| ADDISON 1 (WEST GA) | 153.462 | 153.462 | 153.462 | 153.462 | 153.462 | 0 | 0 | 0 | 0 | 0 | 0 | 0 | 0 | 0 | 0 | 0 | 0 | 0 | 0 | 0
| ADDISON 3 (WEST GA) | 148.472 | 148.472 | 148.472 | 148.472 | 148.472 | 0 | 0 | 0 | 0 | 0 | 0 | 0 | 0 | 0 | 0 | 0 | 0 | 0 | 0 | 0
| ALBANY RENEWABLE ENERGY | 49.5 | 49.5 | 49.5 | 49.5 | 49.5 | 49.5 | 49.5 | 49.5 | 49.5 | 49.5 | 49.5 | 49.5 | 0 | 0 | 0 | 0 | 0 | 0 | 0 | 0
| ASI CLASSIC 210 MW - DG S1320 | 0.429 | 0.429 | 0.429 | 0.429 | 0.429 | 0.429 | 0.429 | 0.429 | 0 | 0 | 0 | 0 | 0 | 0 | 0 | 0 | 0 | 0 | 0 | 0
| ASI CLASSIC 210 MW - DG S1420 | 5.1095 | 5.1095 | 5.1095 | 5.1095 | 5.1095 | 5.1095 | 5.1095 | 5.1095 | 5.1095 | 0 | 0 | 0 | 0 | 0 | 0 | 0 | 0 | 0 | 0 | 0
| ASI CLASSIC 210 MW - DG S1520 | 15.7355 | 15.7355 | 15.7355 | 15.7355 | 15.7355 | 15.7355 | 15.7355 | 15.7355 | 15.7355 | 15.7355 | 0 | 0 | 0 | 0 | 0 | 0 | 0 | 0 | 0 | 0
| ASI CLASSIC 210 MW - DG S1620 | 1.3255 | 1.3255 | 1.3255 | 1.3255 | 1.3255 | 1.3255 | 1.3255 | 1.3255 | 1.3255 | 1.3255 | 1.3255 | 0 | 0 | 0 | 0 | 0 | 0 | 0 | 0 | 0
| ASI CLASSIC 210 MW - DG W1420 | 9.372 | 9.372 | 9.372 | 9.372 | 9.372 | 9.372 | 9.372 | 9.372 | 9.372 | 0 | 0 | 0 | 0 | 0 | 0 | 0 | 0 | 0 | 0 | 0
| ASI CLASSIC 210 MW - DG W1520 | 10.1585 | 10.1585 | 10.1585 | 10.1585 | 10.1585 | 10.1585 | 10.1585 | 10.1585 | 10.1585 | 10.1585 | 0 | 0 | 0 | 0 | 0 | 0 | 0 | 0 | 0 | 0
| ASI CLASSIC 210 MW - DG W1620 | 0.77055 | 0.77055 | 0.77055 | 0.77055 | 0.77055 | 0.77055 | 0.77055 | 0.77055 | 0.77055 | 0.77055 | 0.77055 | 0 | 0 | 0 | 0 | 0 | 0 | 0 | 0 | 0
| ASI CLASSIC 210 MW - US 1: DUBLIN SOLAR CENTER - DUBLIN | 2.652 | 2.652 | 2.652 | 2.652 | 2.652 | 2.652 | 2.652 | 2.652 | 2.652 | 2.652 | 0 | 0 | 0 | 0 | 0 | 0 | 0 | 0 | 0 | 0
| ASI CLASSIC 210 MW - US 1: RICHLAND SOLAR CENTER | 13 | 13 | 13 | 13 | 13 | 13 | 13 | 13 | 13 | 13 | 13 | 0 | 0 | 0 | 0 | 0 | 0 | 0 | 0 | 0
| ASI CLASSIC 210 MW - US 1: RINCON SOLAR CENTER | 10.4 | 10.4 | 10.4 | 10.4 | 10.4 | 10.4 | 10.4 | 10.4 | 10.4 | 10.4 | 10.4 | 10.4 | 0 | 0 | 0 | 0 | 0 | 0 | 0 | 0
| ASI CLASSIC 210 MW - US 2: BUTLER SOLAR FARM | 11 | 11 | 11 | 11 | 11 | 11 | 11 | 11 | 11 | 11 | 11 | 0 | 0 | 0 | 0 | 0 | 0 | 0 | 0 | 0
| ASI CLASSIC 210 MW - US 2: DECATUR COUNTY SOLAR PROJECT | 12.285 | 12.285 | 12.285 | 12.285 | 12.285 | 12.285 | 12.285 | 12.285 | 12.285 | 12.285 | 12.285 | 0 | 0 | 0 | 0 | 0 | 0 | 0 | 0 | 0
| ASI CLASSIC 210 MW - US 2: HECATE ENERGY - OLD MIDVILLE RD LLC | 13 | 13 | 13 | 13 | 13 | 13 | 13 | 13 | 13 | 13 | 13 | 13 | 0 | 0 | 0 | 0 | 0 | 0 | 0 | 0
| ASI CLASSIC 210 MW - US 2: SOLAR GLYNN | 9.724 | 9.724 | 9.724 | 9.724 | 9.724 | 9.724 | 9.724 | 9.724 | 9.724 | 9.724 | 9.724 | 9.724 | 0 | 0 | 0 | 0 | 0 | 0 | 0 | 0
| ASI PRIME 525 MW - DG S1625 | 0.066 | 0.066 | 0.066 | 0.066 | 0.066 | 0.066 | 0.066 | 0.066 | 0.066 | 0.066 | 0.066 | 0.066 | 0.066 | 0.066 | 0.066 | 0.066 | 0 | 0 | 0 | 0
| ASI PRIME 525 MW - DG S1635 | 0.176 | 0.176 | 0.176 | 0.176 | 0.176 | 0.176 | 0.176 | 0.176 | 0.176 | 0.176 | 0.176 | 0.176 | 0.176 | 0.176 | 0.176 | 0.176 | 0.176 | 0.176 | 0.176 | 0.176
| ASI PRIME 525 MW - DG S1725 | 2.2149 | 2.2149 | 2.2149 | 2.2149 | 2.2149 | 2.2149 | 2.2149 | 2.2149 | 2.2149 | 2.2149 | 2.2149 | 2.2149 | 2.2149 | 2.2149 | 2.2149 | 2.2149 | 2.2149 | 0 | 0 | 0
| ASI PRIME 525 MW - DG S1730 | 3.355 | 3.355 | 3.355 | 3.355 | 3.355 | 3.355 | 3.355 | 3.355 | 3.355 | 3.355 | 3.355 | 3.355 | 3.355 | 3.355 | 3.355 | 3.355 | 3.355 | 3.355 | 3.355 | 3.355
| ASI PRIME 525 MW - DG S1735 | 3.861 | 3.861 | 3.861 | 3.861 | 3.861 | 3.861 | 3.861 | 3.861 | 3.861 | 3.861 | 3.861 | 3.861 | 3.861 | 3.861 | 3.861 | 3.861 | 3.861 | 3.861 | 3.861 | 3.861
| ASI PRIME 525 MW - DG S1815 | 0.09295 | 0.09295 | 0.09295 | 0.09295 | 0.09295 | 0.09295 | 0.09295 | 0.09295 | 0 | 0 | 0 | 0 | 0 | 0 | 0 | 0 | 0 | 0 | 0 | 0
| ASI PRIME 525 MW - DG S1820 | 0.00165 | 0.00165 | 0.00165 | 0.00165 | 0.00165 | 0.00165 | 0.00165 | 0.00165 | 0.00165 | 0.00165 | 0.00165 | 0.00165 | 0.00165 | 0 | 0 | 0 | 0 | 0 | 0 | 0
| ASI PRIME 525 MW - DG S1825 | 0.165 | 0.165 | 0.165 | 0.165 | 0.165 | 0.165 | 0.165 | 0.165 | 0.165 | 0.165 | 0.165 | 0.165 | 0.165 | 0.165 | 0.165 | 0.165 | 0.165 | 0.165 | 0 | 0
| ASI PRIME 525 MW - DG S1835 | 0.033 | 0.033 | 0.033 | 0.033 | 0.033 | 0.033 | 0.033 | 0.033 | 0.033 | 0.033 | 0.033 | 0.033 | 0.033 | 0.033 | 0.033 | 0.033 | 0.033 | 0.033 | 0 | 0
| ASI PRIME 525 MW - DG W1725 | 7.4745 | 7.4745 | 7.4745 | 7.4745 | 7.4745 | 7.4745 | 7.4745 | 7.4745 | 7.4745 | 7.4745 | 7.4745 | 7.4745 | 7.4745 | 7.4745 | 7.4745 | 7.4745 | 7.4745 | 0 | 0 | 0
| ASI PRIME 525 MW - DG W1730 | 3.3275 | 3.3275 | 3.3275 | 3.3275 | 3.3275 | 3.3275 | 3.3275 | 3.3275 | 3.3275 | 3.3275 | 3.3275 | 3.3275 | 3.3275 | 3.3275 | 3.3275 | 3.3275 | 3.3275 | 3.3275 | 3.3275 | 3.3275
| ASI PRIME 525 MW - DG W1735 | 1.034 | 1.034 | 1.034 | 1.034 | 1.034 | 1.034 | 1.034 | 1.034 | 1.034 | 1.034 | 1.034 | 1.034 | 1.034 | 1.034 | 1.034 | 1.034 | 1.034 | 1.034 | 1.034 | 1.034
| ASI PRIME 525 MW - DG W1815 | 0.2475 | 0.2475 | 0.2475 | 0.2475 | 0.2475 | 0.2475 | 0.2475 | 0.2475 | 0 | 0 | 0 | 0 | 0 | 0 | 0 | 0 | 0 | 0 | 0 | 0
| ASI PRIME 525 MW - DG W1820 | 0.165 | 0.165 | 0.165 | 0.165 | 0.165 | 0.165 | 0.165 | 0.165 | 0.165 | 0.165 | 0.165 | 0.165 | 0.165 | 0 | 0 | 0 | 0 | 0 | 0 | 0
| ASI PRIME 525 MW - DG W1825 | 5.0655 | 5.0655 | 5.0655 | 5.0655 | 5.0655 | 5.0655 | 5.0655 | 5.0655 | 5.0655 | 5.0655 | 5.0655 | 5.0655 | 5.0655 | 5.0655 | 5.0655 | 5.0655 | 5.0655 | 5.0655 | 0 | 0
| ASI PRIME 525 MW - DG W1830 | 12.3145 | 12.3145 | 12.3145 | 12.3145 | 12.3145 | 12.3145 | 12.3145 | 12.3145 | 12.3145 | 12.3145 | 12.3145 | 12.3145 | 12.3145 | 12.3145 | 12.3145 | 12.3145 | 12.3145 | 12.3145 | 12.3145 | 12.3145
| ASI PRIME 525 MW - DG W1835 | 3.454 | 3.454 | 3.454 | 3.454 | 3.454 | 3.454 | 3.454 | 3.454 | 3.454 | 3.454 | 3.454 | 3.454 | 3.454 | 3.454 | 3.454 | 3.454 | 3.454 | 3.454 | 3.454 | 3.454
| ASI PRIME 525 MW - US 1: BUTLER SOLAR | 65 | 65 | 65 | 65 | 65 | 65 | 65 | 65 | 65 | 65 | 65 | 65 | 65 | 65 | 65 | 65 | 65 | 65 | 65 | 65
| ASI PRIME 525 MW - US 1: DECATUR PARKWAY SOLAR PROJECT | 51.948 | 51.948 | 51.948 | 51.948 | 51.948 | 51.948 | 51.948 | 51.948 | 51.948 | 51.948 | 51.948 | 51.948 | 51.948 | 51.948 | 51.948 | 51.948 | 0 | 0 | 0 | 0
| ASI PRIME 525 MW - US 1: PAWPAW SOLAR | 19.5 | 19.5 | 19.5 | 19.5 | 19.5 | 19.5 | 19.5 | 19.5 | 19.5 | 19.5 | 19.5 | 19.5 | 19.5 | 19.5 | 19.5 | 19.5 | 19.5 | 19.5 | 19.5 | 19.5
| ASI PRIME 525 MW - US 2: LIVE OAK SOLAR | 28.05 | 28.05 | 28.05 | 28.05 | 28.05 | 28.05 | 28.05 | 28.05 | 28.05 | 28.05 | 28.05 | 28.05 | 28.05 | 28.05 | 28.05 | 28.05 | 28.05 | 28.05 | 28.05 | 28.05
| ASI PRIME 525 MW - US 2: WHITE OAK SOLAR | 42.075 | 42.075 | 42.075 | 42.075 | 42.075 | 42.075 | 42.075 | 42.075 | 42.075 | 42.075 | 42.075 | 42.075 | 42.075 | 42.075 | 42.075 | 42.075 | 42.075 | 42.075 | 42.075 | 42.075
| ASI PRIME 525 MW - US 2: WHITE PINE SOLAR | 55.6875 | 55.6875 | 55.6875 | 55.6875 | 55.6875 | 55.6875 | 55.6875 | 55.6875 | 55.6875 | 55.6875 | 55.6875 | 55.6875 | 55.6875 | 55.6875 | 55.6875 | 55.6875 | 55.6875 | 55.6875 | 55.6875 | 55.6875
| AXIUM US SOLAR HOLDINGS (SD&D) | 0.55 | 0.55 | 0 | 0 | 0 | 0 | 0 | 0 | 0 | 0 | 0 | 0 | 0 | 0 | 0 | 0 | 0 | 0 | 0 | 0
| BLUE CANYON | 71 | 71 | 71 | 71 | 71 | 71 | 71 | 71 | 71 | 71 | 71 | 0 | 0 | 0 | 0 | 0 | 0 | 0 | 0 | 0
| CCSP DG - ONLINE | 0.225 | 0.225 | 0.225 | 0.225 | 0.225 | 0.225 | 0.225 | 0.225 | 0.225 | 0.225 | 0.225 | 0.225 | 0.225 | 0.225 | 0.225 | 0.225 | 0.225 | 0.225 | 0.225 | 0.225
| CCSP DG - REMAINING | 3.525 | 3.525 | 3.525 | 3.525 | 3.525 | 3.525 | 3.525 | 3.525 | 3.525 | 3.525 | 3.525 | 3.525 | 3.525 | 3.525 | 3.525 | 3.525 | 3.525 | 3.525 | 3.525 | 3.525
| COCA-COLA | 6.3 | 6.3 | 6.3 | 6.3 | 6.3 | 6.3 | 6.3 | 6.3 | 6.3 | 6.3 | 6.3 | 0 | 0 | 0 | 0 | 0 | 0 | 0 | 0 | 0
| CONYERS RENEWABLE ENERGY | 3.077 | 3.077 | 3.077 | 3.077 | 3.077 | 3.077 | 3.077 | 3.077 | 3.077 | 3.077 | 3.077 | 3.077 | 0 | 0 | 0 | 0 | 0 | 0 | 0 | 0
| DAHLBERG 1 | 0 | 0 | 0 | 74.73 | 74.73 | 74.73 | 74.73 | 74.73 | 74.73 | 74.73 | 74.73 | 74.73 | 74.73 | 0 | 0 | 0 | 0 | 0 | 0 | 0
| DAHLBERG 10 | 75.211 | 75.211 | 75.211 | 75.211 | 75.211 | 75.211 | 75.211 | 75.211 | 75.211 | 75.211 | 0 | 0 | 0 | 0 | 0 | 0 | 0 | 0 | 0 | 0
| DAHLBERG 2 | 74.12 | 74.12 | 74.12 | 74.12 | 74.12 | 74.12 | 74.12 | 74.12 | 74.12 | 74.12 | 0 | 0 | 0 | 0 | 0 | 0 | 0 | 0 | 0 | 0
| DAHLBERG 3 | 0 | 0 | 0 | 74.677 | 74.677 | 74.677 | 74.677 | 74.677 | 74.677 | 74.677 | 74.677 | 74.677 | 74.677 | 0 | 0 | 0 | 0 | 0 | 0 | 0
| DAHLBERG 4 | 73.888 | 73.888 | 73.888 | 73.888 | 73.888 | 0 | 0 | 0 | 0 | 0 | 0 | 0 | 0 | 0 | 0 | 0 | 0 | 0 | 0 | 0
| DAHLBERG 5 | 0 | 0 | 0 | 74.735 | 74.735 | 74.735 | 74.735 | 74.735 | 74.735 | 74.735 | 74.735 | 74.735 | 74.735 | 0 | 0 | 0 | 0 | 0 | 0 | 0
| DAHLBERG 6 | 75.057 | 75.057 | 75.057 | 75.057 | 75.057 | 75.057 | 75.057 | 75.057 | 75.057 | 75.057 | 0 | 0 | 0 | 0 | 0 | 0 | 0 | 0 | 0 | 0
| DAHLBERG 8 | 74.159 | 74.159 | 74.159 | 74.159 | 74.159 | 74.159 | 74.159 | 74.159 | 74.159 | 74.159 | 0 | 0 | 0 | 0 | 0 | 0 | 0 | 0 | 0 | 0
| DAHLBERG 9 | 75.143 | 75.143 | 75.143 | 75.143 | 75.143 | 75.143 | 75.143 | 75.143 | 75.143 | 75.143 | 0 | 0 | 0 | 0 | 0 | 0 | 0 | 0 | 0 | 0
| EXELON HEARD 1 | 157.5 | 157.5 | 157.5 | 157.5 | 157.5 | 0 | 0 | 0 | 0 | 0 | 0 | 0 | 0 | 0 | 0 | 0 | 0 | 0 | 0 | 0
| EXELON HEARD 2 | 157.5 | 157.5 | 157.5 | 157.5 | 157.5 | 0 | 0 | 0 | 0 | 0 | 0 | 0 | 0 | 0 | 0 | 0 | 0 | 0 | 0 | 0
| EXELON HEARD 3 | 157.5 | 157.5 | 157.5 | 157.5 | 157.5 | 0 | 0 | 0 | 0 | 0 | 0 | 0 | 0 | 0 | 0 | 0 | 0 | 0 | 0 | 0
| EXELON HEARD 4 | 157.5 | 157.5 | 157.5 | 157.5 | 157.5 | 0 | 0 | 0 | 0 | 0 | 0 | 0 | 0 | 0 | 0 | 0 | 0 | 0 | 0 | 0
| EXELON HEARD 5 | 157.5 | 157.5 | 157.5 | 157.5 | 157.5 | 0 | 0 | 0 | 0 | 0 | 0 | 0 | 0 | 0 | 0 | 0 | 0 | 0 | 0 | 0
| EXELON HEARD 6 | 157.5 | 157.5 | 157.5 | 157.5 | 157.5 | 0 | 0 | 0 | 0 | 0 | 0 | 0 | 0 | 0 | 0 | 0 | 0 | 0 | 0 | 0
| GEORGIA RENEWABLE POWER FRANKLIN LLC | 58 | 58 | 58 | 58 | 58 | 58 | 58 | 58 | 58 | 58 | 58 | 58 | 58 | 58 | 58 | 58 | 58 | 58 | 58 | 58
| GEORGIA RENEWABLE POWER MADISON | 58 | 58 | 58 | 58 | 58 | 58 | 58 | 58 | 58 | 58 | 58 | 58 | 58 | 58 | 58 | 58 | 58 | 58 | 58 | 58
| GREEN POWER SOLUTIONS | 29 | 29 | 29 | 29 | 29 | 29 | 29 | 29 | 29 | 29 | 0 | 0 | 0 | 0 | 0 | 0 | 0 | 0 | 0 | 0
| HARRIS 1 | 640.625 | 640.625 | 640.625 | 640.625 | 640.625 | 0 | 0 | 0 | 0 | 0 | 0 | 0 | 0 | 0 | 0 | 0 | 0 | 0 | 0 | 0
| HARRIS 2 | 660.4 | 660.4 | 660.4 | 660.4 | 660.4 | 660.4 | 660.4 | 660.4 | 660.4 | 660.4 | 0 | 0 | 0 | 0 | 0 | 0 | 0 | 0 | 0 | 0
| INTERNATIONAL PAPER - FLINT RIVER | 26.8974 | 26.8974 | 26.8974 | 26.8974 | 26.8974 | 26.8974 | 26.8974 | 26.8974 | 26.8974 | 26.8974 | 26.8974 | 26.8974 | 0 | 0 | 0 | 0 | 0 | 0 | 0 | 0
| INTERNATIONAL PAPER - PORT WENTWORTH | 29.5191 | 29.5191 | 29.5191 | 29.5191 | 29.5191 | 29.5191 | 29.5191 | 29.5191 | 29.5191 | 29.5191 | 29.5191 | 29.5191 | 0 | 0 | 0 | 0 | 0 | 0 | 0 | 0
| LSS 50 MW - HSH PEMBROOKE | 0.55 | 0.55 | 0.55 | 0.55 | 0.55 | 0.55 | 0.55 | 0.55 | 0.55 | 0.55 | 0 | 0 | 0 | 0 | 0 | 0 | 0 | 0 | 0 | 0
| LSS 50 MW - SIMON SOLAR FARM | 16.5 | 16.5 | 16.5 | 16.5 | 16.5 | 16.5 | 16.5 | 16.5 | 16.5 | 16.5 | 0 | 0 | 0 | 0 | 0 | 0 | 0 | 0 | 0 | 0
| LSS 50 MW - SOLAR D&D CAMILLA | 8.8 | 8.8 | 8.8 | 8.8 | 8.8 | 8.8 | 8.8 | 8.8 | 8.8 | 8.8 | 0 | 0 | 0 | 0 | 0 | 0 | 0 | 0 | 0 | 0
| LSS 50 MW - SOLAR D&D CAMP (MERIWETHER COUNTY) | 1.65 | 1.65 | 1.65 | 1.65 | 1.65 | 1.65 | 1.65 | 1.65 | 1.65 | 1.65 | 0 | 0 | 0 | 0 | 0 | 0 | 0 | 0 | 0 | 0
| MAS GEORGIA LFG - OAK GROVE | 6.178 | 6.178 | 6.178 | 6.178 | 6.178 | 6.178 | 6.178 | 6.178 | 6.178 | 6.178 | 6.178 | 0 | 0 | 0 | 0 | 0 | 0 | 0 | 0 | 0
| MAS GEORGIA LFG - PINE RIDGE | 6.3 | 6.3 | 6.3 | 6.3 | 6.3 | 6.3 | 6.3 | 6.3 | 6.3 | 6.3 | 6.3 | 0 | 0 | 0 | 0 | 0 | 0 | 0 | 0 | 0
| MAS GEORGIA LFG - RICHLAND CREEK | 10.4 | 10.4 | 10.4 | 10.4 | 10.4 | 10.4 | 10.4 | 10.4 | 10.4 | 10.4 | 10.4 | 10.4 | 0 | 0 | 0 | 0 | 0 | 0 | 0 | 0
| MID-GEORGIA COGEN | 300 | 300 | 300 | 0 | 0 | 0 | 0 | 0 | 0 | 0 | 0 | 0 | 0 | 0 | 0 | 0 | 0 | 0 | 0 | 0
| MONROE POWER | 309 | 309 | 309 | 309 | 309 | 309 | 309 | 309 | 309 | 309 | 309 | 309 | 309 | 309 | 309 | 0 | 0 | 0 | 0 | 0
| MPC PPA | 750 | 750 | 750 | 750 | 0 | 0 | 0 | 0 | 0 | 0 | 0 | 0 | 0 | 0 | 0 | 0 | 0 | 0 | 0 | 0
| PIEDMONT GREEN POWER | 55 | 55 | 55 | 55 | 55 | 55 | 55 | 55 | 0 | 0 | 0 | 0 | 0 | 0 | 0 | 0 | 0 | 0 | 0 | 0
| REDI 1400 MW - C&I: DOUGHERTY COUNTY SOLAR | 78 | 78 | 78 | 78 | 78 | 78 | 78 | 78 | 78 | 78 | 78 | 78 | 78 | 78 | 78 | 78 | 78 | 78 | 78 | 78
| REDI 1400 MW - C&I: TANGLEWOOD SOLAR | 37.375 | 37.375 | 37.375 | 37.375 | 37.375 | 37.375 | 37.375 | 37.375 | 37.375 | 37.375 | 37.375 | 37.375 | 37.375 | 37.375 | 37.375 | 37.375 | 37.375 | 37.375 | 37.375 | 37.375
| REDI 1400 MW - DG CS S1920 | 0.312 | 0.312 | 0.312 | 0.312 | 0.312 | 0.312 | 0.312 | 0.312 | 0.312 | 0.312 | 0.312 | 0.312 | 0.312 | 0.312 | 0 | 0 | 0 | 0 | 0 | 0
| REDI 1400 MW - DG CS S1925 | 1.781 | 1.781 | 1.781 | 1.781 | 1.781 | 1.781 | 1.781 | 1.781 | 1.781 | 1.781 | 1.781 | 1.781 | 1.781 | 1.781 | 1.781 | 1.781 | 1.781 | 1.781 | 1.781 | 0
| REDI 1400 MW - DG CS S1930 | 3.8285 | 3.8285 | 3.8285 | 3.8285 | 3.8285 | 3.8285 | 3.8285 | 3.8285 | 3.8285 | 3.8285 | 3.8285 | 3.8285 | 3.8285 | 3.8285 | 3.8285 | 3.8285 | 3.8285 | 3.8285 | 3.8285 | 3.8285
| REDI 1400 MW - DG CS S1935 | 9.126 | 9.126 | 9.126 | 9.126 | 9.126 | 9.126 | 9.126 | 9.126 | 9.126 | 9.126 | 9.126 | 9.126 | 9.126 | 9.126 | 9.126 | 9.126 | 9.126 | 9.126 | 9.126 | 9.126
| REDI 1400 MW - DG CS W1925 | 1.0465 | 1.0465 | 1.0465 | 1.0465 | 1.0465 | 1.0465 | 1.0465 | 1.0465 | 1.0465 | 1.0465 | 1.0465 | 1.0465 | 1.0465 | 1.0465 | 1.0465 | 1.0465 | 1.0465 | 1.0465 | 1.0465 | 0
| REDI 1400 MW - DG CS W1930 | 0.39 | 0.39 | 0.39 | 0.39 | 0.39 | 0.39 | 0.39 | 0.39 | 0.39 | 0.39 | 0.39 | 0.39 | 0.39 | 0.39 | 0.39 | 0.39 | 0.39 | 0.39 | 0.39 | 0.39
| REDI 1400 MW - DG CS W1935 | 6.8965 | 6.8965 | 6.8965 | 6.8965 | 6.8965 | 6.8965 | 6.8965 | 6.8965 | 6.8965 | 6.8965 | 6.8965 | 6.8965 | 6.8965 | 6.8965 | 6.8965 | 6.8965 | 6.8965 | 6.8965 | 6.8965 | 6.8965
| REDI 1400 MW - DG S2030 | 1.0995 | 1.0995 | 1.0995 | 1.0995 | 1.0995 | 1.0995 | 1.0995 | 1.0995 | 1.0995 | 1.0995 | 1.0995 | 1.0995 | 1.0995 | 1.0995 | 1.0995 | 1.0995 | 1.0995 | 1.0995 | 1.0995 | 1.0995
| REDI 1400 MW - DG S2035 | 41.4205 | 41.4205 | 41.4205 | 41.4205 | 41.4205 | 41.4205 | 41.4205 | 41.4205 | 41.4205 | 41.4205 | 41.4205 | 41.4205 | 41.4205 | 41.4205 | 41.4205 | 41.4205 | 41.4205 | 41.4205 | 41.4205 | 41.4205
| REDI 1400 MW - DG W2030 | 1.375 | 1.375 | 1.375 | 1.375 | 1.375 | 1.375 | 1.375 | 1.375 | 1.375 | 1.375 | 1.375 | 1.375 | 1.375 | 1.375 | 1.375 | 1.375 | 1.375 | 1.375 | 1.375 | 1.375
| REDI 1400 MW - DG W2035 | 3.795 | 3.795 | 3.795 | 3.795 | 3.795 | 3.795 | 3.795 | 3.795 | 3.795 | 3.795 | 3.795 | 3.795 | 3.795 | 3.795 | 3.795 | 3.795 | 3.795 | 3.795 | 3.795 | 3.795
| REDI 1400 MW - US 1: QUITMAN SOLAR | 112.5 | 112.5 | 112.5 | 112.5 | 112.5 | 112.5 | 112.5 | 112.5 | 112.5 | 112.5 | 112.5 | 112.5 | 112.5 | 112.5 | 112.5 | 112.5 | 112.5 | 112.5 | 112.5 | 112.5
| REDI 1400 MW - US 1: SOUTHERN OAK SOLAR | 120 | 120 | 120 | 120 | 120 | 120 | 120 | 120 | 120 | 120 | 120 | 120 | 120 | 120 | 120 | 120 | 120 | 120 | 120 | 120
| REDI 1400 MW - US 1: TWIGGS COUNTY SOLAR | 150 | 150 | 150 | 150 | 150 | 150 | 150 | 150 | 150 | 150 | 150 | 150 | 150 | 150 | 150 | 150 | 150 | 150 | 150 | 150
| REDI 1400 MW - US 2: COOL SPRINGS | 159.75 | 159.75 | 159.75 | 159.75 | 159.75 | 159.75 | 159.75 | 159.75 | 159.75 | 159.75 | 159.75 | 159.75 | 159.75 | 159.75 | 159.75 | 159.75 | 159.75 | 159.75 | 159.75 | 159.75
| REDI 1400 MW - US 2: HICKORY PARK | 146.625 | 146.625 | 146.625 | 146.625 | 146.625 | 146.625 | 146.625 | 146.625 | 146.625 | 146.625 | 146.625 | 146.625 | 146.625 | 146.625 | 146.625 | 146.625 | 146.625 | 146.625 | 146.625 | 146.625
| REDI 1400 MW - US 2: QUITMAN II | 112.5 | 112.5 | 112.5 | 112.5 | 112.5 | 112.5 | 112.5 | 112.5 | 112.5 | 112.5 | 112.5 | 112.5 | 112.5 | 112.5 | 112.5 | 112.5 | 112.5 | 112.5 | 112.5 | 112.5
| REDI CS2 | 0.45 | 0.45 | 0.45 | 0.45 | 0.45 | 0.45 | 0.45 | 0.45 | 0.45 | 0.45 | 0.45 | 0.45 | 0.45 | 0.45 | 0.45 | 0.45 | 0.45 | 0.45 | 0.45 | 0.45
| SANTA ROSA | 215 | 215 | 215 | 215 | 0 | 0 | 0 | 0 | 0 | 0 | 0 | 0 | 0 | 0 | 0 | 0 | 0 | 0 | 0 | 0
| SUPERIOR - WASTE MANAGEMENT | 6 | 6 | 6 | 6 | 6 | 6 | 6 | 6 | 6 | 6 | 6 | 6 | 0 | 0 | 0 | 0 | 0 | 0 | 0 | 0
| WALTON COUNTY | 0 | 0 | 0 | 0 | 0 | 0 | 0 | 0 | 0 | 0 | 0 | 0 | 0 | 0 | 0 | 0 | 0 | 0 | 0 | 0
| WANSLEY 6 | 0 | 0 | 0 | 0 | 0 | 0 | 0 | 0 | 0 | 0 | 0 | 0 | 0 | 0 | 0 | 0 | 0 | 0 | 0 | 0
| WANSLEY 7 | 597.9 | 597.9 | 597.9 | 597.9 | 597.9 | 597.9 | 597.9 | 597.9 | 597.9 | 597.9 | 0 | 0 | 0 | 0 | 0 | 0 | 0 | 0 | 0 | 0
| WASHINGTON COUNTY | 0 | 0 | 0 | 0 | 0 | 0 | 0 | 0 | 0 | 0 | 0 | 0 | 0 | 0 | 0 | 0 | 0 | 0 | 0 | 0
Dispatchable DSOs (MW) |  | 728.6535 | 735.1331 | 739.455 | 738.6366 | 741.9227 | 745.6829 | 751.1857 | 754.3047 | 758.6337 | 763.0147 | 766.1319 | 770.3192 | 776.6281 | 782.7856 | 789.1233 | 803.0179 | 813.3633 | 824.3544 | 835.4639 | 846.1415
| CVR Level 1 | 231.1893 | 234.4291 | 236.59 | 236.1808 | 237.8238 | 239.704 | 242.4554 | 244.0149 | 246.1794 | 248.3699 | 249.9285 | 252.0221 | 255.1766 | 258.2553 | 261.4242 | 268.3715 | 273.5442 | 279.0397 | 284.5945 | 289.9332
| CVR Level 2 | 231.1893 | 234.4291 | 236.59 | 236.1808 | 237.8238 | 239.704 | 242.4554 | 244.0149 | 246.1794 | 248.3699 | 249.9285 | 252.0221 | 255.1766 | 258.2553 | 261.4242 | 268.3715 | 273.5442 | 279.0397 | 284.5945 | 289.9332
| DER Customer Program | 0 | 0 | 0 | 0 | 0 | 0 | 0 | 0 | 0 | 0 | 0 | 0 | 0 | 0 | 0 | 0 | 0 | 0 | 0 | 0
| DPEC | 92.1444 | 92.1444 | 92.1444 | 92.1444 | 92.1444 | 92.1444 | 92.1444 | 92.1444 | 92.1444 | 92.1444 | 92.1444 | 92.1444 | 92.1444 | 92.1444 | 92.1444 | 92.1444 | 92.1444 | 92.1444 | 92.1444 | 92.1444
| RTPeDA | 5.1073 | 5.1073 | 5.1073 | 5.1073 | 5.1073 | 5.1073 | 5.1073 | 5.1073 | 5.1073 | 5.1073 | 5.1073 | 5.1073 | 5.1073 | 5.1073 | 5.1073 | 5.1073 | 5.1073 | 5.1073 | 5.1073 | 5.1073
| RTPeHA | 134.8937 | 134.8937 | 134.8937 | 134.8937 | 134.8937 | 134.8937 | 134.8937 | 134.8937 | 134.8937 | 134.8937 | 134.8937 | 134.8937 | 134.8937 | 134.8937 | 134.8937 | 134.8937 | 134.8937 | 134.8937 | 134.8937 | 134.8937
| Temp Check | 34.1296 | 34.1296 | 34.1296 | 34.1296 | 34.1296 | 34.1296 | 34.1296 | 34.1296 | 34.1296 | 34.1296 | 34.1296 | 34.1296 | 34.1296 | 34.1296 | 34.1296 | 34.1296 | 34.1296 | 34.1296 | 34.1296 | 34.1296
Energy Storage |  | 0 | 0 | 714.825 | 714.825 | 714.825 | 714.825 | 714.825 | 714.825 | 714.825 | 714.825 | 714.825 | 714.825 | 714.825 | 714.825 | 714.825 | 714.825 | 714.825 | 714.825 | 714.825 | 714.825
| 2019 IRP BESS DEMO | 0 | 0 | 0 | 0 | 0 | 0 | 0 | 0 | 0 | 0 | 0 | 0 | 0 | 0 | 0 | 0 | 0 | 0 | 0 | 0
| 2019 IRP BESS DEMO - FORT STEWART 4 HR BESS | 0 | 0 | 13 | 13 | 13 | 13 | 13 | 13 | 13 | 13 | 13 | 13 | 13 | 13 | 13 | 13 | 13 | 13 | 13 | 13
| 2022 IRP MCGRAU FORD 2 HR BATTERY | 0 | 0 | 265 | 265 | 265 | 265 | 265 | 265 | 265 | 265 | 265 | 265 | 265 | 265 | 265 | 265 | 265 | 265 | 265 | 265
| 2023 IRP UPDATE - HAMMOND | 0 | 0 | 57.5 | 57.5 | 57.5 | 57.5 | 57.5 | 57.5 | 57.5 | 57.5 | 57.5 | 57.5 | 57.5 | 57.5 | 57.5 | 57.5 | 57.5 | 57.5 | 57.5 | 57.5
| 2023 IRP Update - MCGRAU FORD PHASE 2 | 0 | 0 | 265 | 265 | 265 | 265 | 265 | 265 | 265 | 265 | 265 | 265 | 265 | 265 | 265 | 265 | 265 | 265 | 265 | 265
| 2023 IRP UPDATE - MOODY AFB | 0 | 0 | 17.325 | 17.325 | 17.325 | 17.325 | 17.325 | 17.325 | 17.325 | 17.325 | 17.325 | 17.325 | 17.325 | 17.325 | 17.325 | 17.325 | 17.325 | 17.325 | 17.325 | 17.325
| 2023 IRP UPDATE - ROBINS AFB | 0 | 0 | 32 | 32 | 32 | 32 | 32 | 32 | 32 | 32 | 32 | 32 | 32 | 32 | 32 | 32 | 32 | 32 | 32 | 32
| MOSSY BRANCH | 0 | 0 | 65 | 65 | 65 | 65 | 65 | 65 | 65 | 65 | 65 | 65 | 65 | 65 | 65 | 65 | 65 | 65 | 65 | 65

## B2025 Winter MG0
Table 4.6.1c - Georgia Power Territorial Base Case Load vs. Existing Capability MG0 (Winter)
| Year | 2025 | 2026 | 2027 | 2028 | 2029 | 2030 | 2031 | 2032 | 2033 | 2034 | 2035 | 2036 | 2037 | 2038 | 2039 | 2040 | 2041 | 2042 | 2043 | 2044
| Peak Demand (MW), (A) | 16264.1827 | 16891.5548 | 18333.6628 | 20319.5967 | 22167.9086 | 23612.3527 | 24468.8562 | 24900.3289 | 25212.5012 | 25450.6985 | 25652.5523 | 25768.4959 | 25987.2674 | 26215.6917 | 26604.6491 | 26917.0844 | 27294.6095 | 27687.3587 | 28117.7713 | 28543.6902
| Owned Generating Capacity (MW) | 14305.8742 | 15164.4142 | 16545.4942 | 16800.7342 | 17272.0322 | 17273.2122 | 17218.2582 | 17193.6622 | 17193.6622 | 17193.6622 | 16723.9862 | 12758.6932 | 12758.6932 | 12758.6932 | 12110.2622 | 12110.2622 | 12110.2622 | 12110.2622 | 12110.2622 | 12110.2622
| Purchased Generating Capacity (MW), (B) | 5913.4508 | 6011.9208 | 6241.9208 | 6503.3128 | 5723.3128 | 5830.1878 | 3787.2968 | 3787.2968 | 3732.2068 | 3728.609 | 2411.857 | 1830.3928 | 1763.4394 | 1413.6913 | 1413.6907 | 1053.6427 | 1033.6627 | 1030.9207 | 1028.2733 | 1028.0403
| Dispatchable DSOs (MW), (C) | 648.692 | 652.2801 | 655.7986 | 656.2857 | 658.7528 | 661.1536 | 665.3971 | 667.34 | 670.1343 | 673.0091 | 674.8896 | 676.237 | 681.0866 | 702.5999 | 711.0578 | 719.6438 | 727.5538 | 737.4593 | 747.9801 | 757.7458
| Total Capacity (MW) | 20868.017 | 21828.6151 | 23443.2136 | 23960.3327 | 23654.0978 | 23764.5536 | 21670.9521 | 21648.299 | 21596.0033 | 21595.2803 | 19810.7328 | 15265.323 | 15203.2193 | 14874.9844 | 14235.0107 | 13883.5488 | 13871.4787 | 13878.6423 | 13886.5156 | 13896.0483
| Capacity Required to Meet GPC Target (MW), (D) | -601.8793 | -780.7345 | -598.3807 | 1466.5478 | 4085.6637 | 5782.7096 | 8948.0948 | 9510.6703 | 9953.6021 | 10252.3927 | 12289.5295 | 16980.0251 | 17315.8881 | 17929.9611 | 19056.6558 | 19799.0829 | 20283.5682 | 20767.8703 | 21298.5928 | 21822.0328
| GPC Reserve Margin (%) | 28.31% | 29.23% | 27.87% | 17.92% | 6.704% | 0.6446% | -11.43% | -13.06% | -14.34% | -15.15% | -22.77% | -40.76% | -41.5% | -43.26% | -46.49% | -48.42% | -49.18% | -49.87% | -50.61% | -51.32%
|  | Notes | (A) Territorial Load requirements less non-dispatchable DSOs
(B) Includes territorial and imported power purchases. Capacity does not include the Winter 2027/2028 BESS Request for Proposals (RFP) approved in the 2023 Integrated Resource Plan (IRP) Update to show total procurement needs.
(C) Values stated in combustion turbine equivalence terms
(D) Does not consider planning reserve sharing. Reflects GPC's Target Reserve Margin, resulting from a System Target Reserve Margin of 25.50% (2025-2027) and 26% (2028 and beyond).
Existing Capability
|  | 2025 | 2026 | 2027 | 2028 | 2029 | 2030 | 2031 | 2032 | 2033 | 2034 | 2035 | 2036 | 2037 | 2038 | 2039 | 2040 | 2041 | 2042 | 2043 | 2044
Owned Generating Capacity (MW) |  | 14305.8742 | 15164.4142 | 16545.4942 | 16800.7342 | 17272.0322 | 17273.2122 | 17218.2582 | 17193.6622 | 17193.6622 | 17193.6622 | 16723.9862 | 12758.6932 | 12758.6932 | 12758.6932 | 12110.2622 | 12110.2622 | 12110.2622 | 12110.2622 | 12110.2622 | 12110.2622
Nuclear |  | 3049.3786 | 3049.3786 | 3049.3786 | 3049.3786 | 3049.3786 | 3049.3786 | 3049.3786 | 3049.3786 | 3049.3786 | 3049.3786 | 3049.3786 | 3049.3786 | 3049.3786 | 3049.3786 | 3049.3786 | 3049.3786 | 3049.3786 | 3049.3786 | 3049.3786 | 3049.3786
| HATCH 1 | 451.401 | 451.401 | 451.401 | 451.401 | 451.401 | 451.401 | 451.401 | 451.401 | 451.401 | 451.401 | 451.401 | 451.401 | 451.401 | 451.401 | 451.401 | 451.401 | 451.401 | 451.401 | 451.401 | 451.401
| HATCH 2 | 454.407 | 454.407 | 454.407 | 454.407 | 454.407 | 454.407 | 454.407 | 454.407 | 454.407 | 454.407 | 454.407 | 454.407 | 454.407 | 454.407 | 454.407 | 454.407 | 454.407 | 454.407 | 454.407 | 454.407
| VOGTLE 1 | 559.6771 | 559.6771 | 559.6771 | 559.6771 | 559.6771 | 559.6771 | 559.6771 | 559.6771 | 559.6771 | 559.6771 | 559.6771 | 559.6771 | 559.6771 | 559.6771 | 559.6771 | 559.6771 | 559.6771 | 559.6771 | 559.6771 | 559.6771
| VOGTLE 2 | 562.9555 | 562.9555 | 562.9555 | 562.9555 | 562.9555 | 562.9555 | 562.9555 | 562.9555 | 562.9555 | 562.9555 | 562.9555 | 562.9555 | 562.9555 | 562.9555 | 562.9555 | 562.9555 | 562.9555 | 562.9555 | 562.9555 | 562.9555
| VOGTLE 3 | 510.469 | 510.469 | 510.469 | 510.469 | 510.469 | 510.469 | 510.469 | 510.469 | 510.469 | 510.469 | 510.469 | 510.469 | 510.469 | 510.469 | 510.469 | 510.469 | 510.469 | 510.469 | 510.469 | 510.469
| VOGTLE 4 | 510.469 | 510.469 | 510.469 | 510.469 | 510.469 | 510.469 | 510.469 | 510.469 | 510.469 | 510.469 | 510.469 | 510.469 | 510.469 | 510.469 | 510.469 | 510.469 | 510.469 | 510.469 | 510.469 | 510.469
Coal |  | 4044.843 | 4044.843 | 4044.843 | 4044.843 | 4044.843 | 4044.843 | 3989.889 | 3965.293 | 3965.293 | 3965.293 | 3965.293 | 0 | 0 | 0 | 0 | 0 | 0 | 0 | 0 | 0
| BOWEN 1 | 740 | 740 | 740 | 740 | 740 | 740 | 740 | 740 | 740 | 740 | 740 | 0 | 0 | 0 | 0 | 0 | 0 | 0 | 0 | 0
| BOWEN 2 | 760 | 760 | 760 | 760 | 760 | 760 | 760 | 760 | 760 | 760 | 760 | 0 | 0 | 0 | 0 | 0 | 0 | 0 | 0 | 0
| BOWEN 3 | 950 | 950 | 950 | 950 | 950 | 950 | 950 | 950 | 950 | 950 | 950 | 0 | 0 | 0 | 0 | 0 | 0 | 0 | 0 | 0
| BOWEN 4 | 910 | 910 | 910 | 910 | 910 | 910 | 910 | 910 | 910 | 910 | 910 | 0 | 0 | 0 | 0 | 0 | 0 | 0 | 0 | 0
| SCHERER 1 | 75.18 | 75.18 | 75.18 | 75.18 | 75.18 | 75.18 | 75.18 | 75.18 | 75.18 | 75.18 | 75.18 | 0 | 0 | 0 | 0 | 0 | 0 | 0 | 0 | 0
| SCHERER 2 | 72.24 | 72.24 | 72.24 | 72.24 | 72.24 | 72.24 | 72.24 | 72.24 | 72.24 | 72.24 | 72.24 | 0 | 0 | 0 | 0 | 0 | 0 | 0 | 0 | 0
| SCHERER 3 | 537.423 | 537.423 | 537.423 | 537.423 | 537.423 | 537.423 | 482.469 | 457.873 | 457.873 | 457.873 | 457.873 | 0 | 0 | 0 | 0 | 0 | 0 | 0 | 0 | 0
| WANSLEY 1 | 0 | 0 | 0 | 0 | 0 | 0 | 0 | 0 | 0 | 0 | 0 | 0 | 0 | 0 | 0 | 0 | 0 | 0 | 0 | 0
| WANSLEY 2 | 0 | 0 | 0 | 0 | 0 | 0 | 0 | 0 | 0 | 0 | 0 | 0 | 0 | 0 | 0 | 0 | 0 | 0 | 0 | 0
Combined Cycle |  | 4168.7 | 4168.7 | 4168.7 | 4168.7 | 4168.7 | 4168.7 | 4168.7 | 4168.7 | 4168.7 | 4168.7 | 4168.7 | 4168.7 | 4168.7 | 4168.7 | 4168.7 | 4168.7 | 4168.7 | 4168.7 | 4168.7 | 4168.7
| MCDONOUGH 4 | 934 | 934 | 934 | 934 | 934 | 934 | 934 | 934 | 934 | 934 | 934 | 934 | 934 | 934 | 934 | 934 | 934 | 934 | 934 | 934
| MCDONOUGH 5 | 928 | 928 | 928 | 928 | 928 | 928 | 928 | 928 | 928 | 928 | 928 | 928 | 928 | 928 | 928 | 928 | 928 | 928 | 928 | 928
| MCDONOUGH 6 | 930 | 930 | 930 | 930 | 930 | 930 | 930 | 930 | 930 | 930 | 930 | 930 | 930 | 930 | 930 | 930 | 930 | 930 | 930 | 930
| MCINTOSH 10 | 691.7 | 691.7 | 691.7 | 691.7 | 691.7 | 691.7 | 691.7 | 691.7 | 691.7 | 691.7 | 691.7 | 691.7 | 691.7 | 691.7 | 691.7 | 691.7 | 691.7 | 691.7 | 691.7 | 691.7
| MCINTOSH 11 | 685 | 685 | 685 | 685 | 685 | 685 | 685 | 685 | 685 | 685 | 685 | 685 | 685 | 685 | 685 | 685 | 685 | 685 | 685 | 685
Oil/Gas Steam |  | 1108.107 | 1108.107 | 1108.107 | 1108.107 | 1108.107 | 1108.107 | 1108.107 | 1108.107 | 1108.107 | 1108.107 | 648.431 | 648.431 | 648.431 | 648.431 | 0 | 0 | 0 | 0 | 0 | 0
| GASTON 1 GAS | 127 | 127 | 127 | 127 | 127 | 127 | 127 | 127 | 127 | 127 | 0 | 0 | 0 | 0 | 0 | 0 | 0 | 0 | 0 | 0
| GASTON 2 GAS | 128 | 128 | 128 | 128 | 128 | 128 | 128 | 128 | 128 | 128 | 0 | 0 | 0 | 0 | 0 | 0 | 0 | 0 | 0 | 0
| GASTON 3 GAS | 102.027 | 102.027 | 102.027 | 102.027 | 102.027 | 102.027 | 102.027 | 102.027 | 102.027 | 102.027 | 0 | 0 | 0 | 0 | 0 | 0 | 0 | 0 | 0 | 0
| GASTON 4 GAS | 102.649 | 102.649 | 102.649 | 102.649 | 102.649 | 102.649 | 102.649 | 102.649 | 102.649 | 102.649 | 0 | 0 | 0 | 0 | 0 | 0 | 0 | 0 | 0 | 0
| YATES 6 GAS | 322.749 | 322.749 | 322.749 | 322.749 | 322.749 | 322.749 | 322.749 | 322.749 | 322.749 | 322.749 | 322.749 | 322.749 | 322.749 | 322.749 | 0 | 0 | 0 | 0 | 0 | 0
| YATES 7 GAS | 325.682 | 325.682 | 325.682 | 325.682 | 325.682 | 325.682 | 325.682 | 325.682 | 325.682 | 325.682 | 325.682 | 325.682 | 325.682 | 325.682 | 0 | 0 | 0 | 0 | 0 | 0
Combustion Turbine |  | 1854.645 | 1854.645 | 2211.265 | 2453.505 | 2924.803 | 2924.803 | 2924.803 | 2924.803 | 2924.803 | 2924.803 | 2914.803 | 2914.803 | 2914.803 | 2914.803 | 2914.803 | 2914.803 | 2914.803 | 2914.803 | 2914.803 | 2914.803
| GASTON A | 9.702 | 9.702 | 9.702 | 9.702 | 10 | 10 | 10 | 10 | 10 | 10 | 0 | 0 | 0 | 0 | 0 | 0 | 0 | 0 | 0 | 0
| MCDONOUGH 3A | 31.434 | 31.434 | 31.434 | 31.434 | 31.434 | 31.434 | 31.434 | 31.434 | 31.434 | 31.434 | 31.434 | 31.434 | 31.434 | 31.434 | 31.434 | 31.434 | 31.434 | 31.434 | 31.434 | 31.434
| MCDONOUGH 3B | 31.434 | 31.434 | 31.434 | 31.434 | 31.434 | 31.434 | 31.434 | 31.434 | 31.434 | 31.434 | 31.434 | 31.434 | 31.434 | 31.434 | 31.434 | 31.434 | 31.434 | 31.434 | 31.434 | 31.434
| MCINTOSH 1A | 94.5 | 94.5 | 94.5 | 94.5 | 94.5 | 94.5 | 94.5 | 94.5 | 94.5 | 94.5 | 94.5 | 94.5 | 94.5 | 94.5 | 94.5 | 94.5 | 94.5 | 94.5 | 94.5 | 94.5
| MCINTOSH 2A | 94.5 | 94.5 | 94.5 | 94.5 | 94.5 | 94.5 | 94.5 | 94.5 | 94.5 | 94.5 | 94.5 | 94.5 | 94.5 | 94.5 | 94.5 | 94.5 | 94.5 | 94.5 | 94.5 | 94.5
| MCINTOSH 3A | 94.5 | 94.5 | 94.5 | 94.5 | 94.5 | 94.5 | 94.5 | 94.5 | 94.5 | 94.5 | 94.5 | 94.5 | 94.5 | 94.5 | 94.5 | 94.5 | 94.5 | 94.5 | 94.5 | 94.5
| MCINTOSH 4A | 94.5 | 94.5 | 94.5 | 94.5 | 94.5 | 94.5 | 94.5 | 94.5 | 94.5 | 94.5 | 94.5 | 94.5 | 94.5 | 94.5 | 94.5 | 94.5 | 94.5 | 94.5 | 94.5 | 94.5
| MCINTOSH 5A | 94.5 | 94.5 | 94.5 | 94.5 | 94.5 | 94.5 | 94.5 | 94.5 | 94.5 | 94.5 | 94.5 | 94.5 | 94.5 | 94.5 | 94.5 | 94.5 | 94.5 | 94.5 | 94.5 | 94.5
| MCINTOSH 6A | 94.5 | 94.5 | 94.5 | 94.5 | 94.5 | 94.5 | 94.5 | 94.5 | 94.5 | 94.5 | 94.5 | 94.5 | 94.5 | 94.5 | 94.5 | 94.5 | 94.5 | 94.5 | 94.5 | 94.5
| MCINTOSH 7A | 94.5 | 94.5 | 94.5 | 94.5 | 94.5 | 94.5 | 94.5 | 94.5 | 94.5 | 94.5 | 94.5 | 94.5 | 94.5 | 94.5 | 94.5 | 94.5 | 94.5 | 94.5 | 94.5 | 94.5
| MCINTOSH 8A | 94.5 | 94.5 | 94.5 | 94.5 | 94.5 | 94.5 | 94.5 | 94.5 | 94.5 | 94.5 | 94.5 | 94.5 | 94.5 | 94.5 | 94.5 | 94.5 | 94.5 | 94.5 | 94.5 | 94.5
| MCMANUS 3A | 55.428 | 55.428 | 55.428 | 55.428 | 55.428 | 55.428 | 55.428 | 55.428 | 55.428 | 55.428 | 55.428 | 55.428 | 55.428 | 55.428 | 55.428 | 55.428 | 55.428 | 55.428 | 55.428 | 55.428
| MCMANUS 3B | 55.428 | 55.428 | 55.428 | 55.428 | 55.428 | 55.428 | 55.428 | 55.428 | 55.428 | 55.428 | 55.428 | 55.428 | 55.428 | 55.428 | 55.428 | 55.428 | 55.428 | 55.428 | 55.428 | 55.428
| MCMANUS 3C | 55.428 | 55.428 | 55.428 | 55.428 | 55.428 | 55.428 | 55.428 | 55.428 | 55.428 | 55.428 | 55.428 | 55.428 | 55.428 | 55.428 | 55.428 | 55.428 | 55.428 | 55.428 | 55.428 | 55.428
| MCMANUS 4A | 55.391 | 55.391 | 55.391 | 55.391 | 55.391 | 55.391 | 55.391 | 55.391 | 55.391 | 55.391 | 55.391 | 55.391 | 55.391 | 55.391 | 55.391 | 55.391 | 55.391 | 55.391 | 55.391 | 55.391
| MCMANUS 4B | 55.391 | 55.391 | 55.391 | 55.391 | 55.391 | 55.391 | 55.391 | 55.391 | 55.391 | 55.391 | 55.391 | 55.391 | 55.391 | 55.391 | 55.391 | 55.391 | 55.391 | 55.391 | 55.391 | 55.391
| MCMANUS 4C | 55.391 | 55.391 | 55.391 | 55.391 | 55.391 | 55.391 | 55.391 | 55.391 | 55.391 | 55.391 | 55.391 | 55.391 | 55.391 | 55.391 | 55.391 | 55.391 | 55.391 | 55.391 | 55.391 | 55.391
| MCMANUS 4D | 55.391 | 55.391 | 55.391 | 55.391 | 55.391 | 55.391 | 55.391 | 55.391 | 55.391 | 55.391 | 55.391 | 55.391 | 55.391 | 55.391 | 55.391 | 55.391 | 55.391 | 55.391 | 55.391 | 55.391
| MCMANUS 4E | 55.391 | 55.391 | 55.391 | 55.391 | 55.391 | 55.391 | 55.391 | 55.391 | 55.391 | 55.391 | 55.391 | 55.391 | 55.391 | 55.391 | 55.391 | 55.391 | 55.391 | 55.391 | 55.391 | 55.391
| MCMANUS 4F | 55.391 | 55.391 | 55.391 | 55.391 | 55.391 | 55.391 | 55.391 | 55.391 | 55.391 | 55.391 | 55.391 | 55.391 | 55.391 | 55.391 | 55.391 | 55.391 | 55.391 | 55.391 | 55.391 | 55.391
| MCMANUS DIESEL | 0 | 0 | 0 | 0 | 0 | 0 | 0 | 0 | 0 | 0 | 0 | 0 | 0 | 0 | 0 | 0 | 0 | 0 | 0 | 0
| WANSLEY 5A | 0 | 0 | 0 | 0 | 0 | 0 | 0 | 0 | 0 | 0 | 0 | 0 | 0 | 0 | 0 | 0 | 0 | 0 | 0 | 0
| WARNER ROBINS 1 | 93 | 93 | 93 | 93 | 93 | 93 | 93 | 93 | 93 | 93 | 93 | 93 | 93 | 93 | 93 | 93 | 93 | 93 | 93 | 93
| WARNER ROBINS 2 | 93 | 93 | 93 | 93 | 93 | 93 | 93 | 93 | 93 | 93 | 93 | 93 | 93 | 93 | 93 | 93 | 93 | 93 | 93 | 93
| WILSON 1A | 65.533 | 65.533 | 65.533 | 65.533 | 65.533 | 65.533 | 65.533 | 65.533 | 65.533 | 65.533 | 65.533 | 65.533 | 65.533 | 65.533 | 65.533 | 65.533 | 65.533 | 65.533 | 65.533 | 65.533
| WILSON 1B | 64.996 | 64.996 | 64.996 | 64.996 | 64.996 | 64.996 | 64.996 | 64.996 | 64.996 | 64.996 | 64.996 | 64.996 | 64.996 | 64.996 | 64.996 | 64.996 | 64.996 | 64.996 | 64.996 | 64.996
| WILSON 1C | 53.247 | 53.247 | 53.247 | 53.247 | 53.247 | 53.247 | 53.247 | 53.247 | 53.247 | 53.247 | 53.247 | 53.247 | 53.247 | 53.247 | 53.247 | 53.247 | 53.247 | 53.247 | 53.247 | 53.247
| WILSON 1D | 39.533 | 39.533 | 39.533 | 39.533 | 39.533 | 39.533 | 39.533 | 39.533 | 39.533 | 39.533 | 39.533 | 39.533 | 39.533 | 39.533 | 39.533 | 39.533 | 39.533 | 39.533 | 39.533 | 39.533
| WILSON 1E | 59.068 | 59.068 | 59.068 | 59.068 | 59.068 | 59.068 | 59.068 | 59.068 | 59.068 | 59.068 | 59.068 | 59.068 | 59.068 | 59.068 | 59.068 | 59.068 | 59.068 | 59.068 | 59.068 | 59.068
| WILSON 1F | 59.068 | 59.068 | 59.068 | 59.068 | 59.068 | 59.068 | 59.068 | 59.068 | 59.068 | 59.068 | 59.068 | 59.068 | 59.068 | 59.068 | 59.068 | 59.068 | 59.068 | 59.068 | 59.068 | 59.068
| WILSON DIESEL | 0 | 0 | 0 | 0 | 0 | 0 | 0 | 0 | 0 | 0 | 0 | 0 | 0 | 0 | 0 | 0 | 0 | 0 | 0 | 0
| YATES 10 | 0 | 0 | 0 | 199.62 | 356.62 | 356.62 | 356.62 | 356.62 | 356.62 | 356.62 | 356.62 | 356.62 | 356.62 | 356.62 | 356.62 | 356.62 | 356.62 | 356.62 | 356.62 | 356.62
| YATES 8 | 0 | 0 | 356.62 | 199.62 | 356.62 | 356.62 | 356.62 | 356.62 | 356.62 | 356.62 | 356.62 | 356.62 | 356.62 | 356.62 | 356.62 | 356.62 | 356.62 | 356.62 | 356.62 | 356.62
| YATES 9 | 0 | 0 | 0 | 199.62 | 356.62 | 356.62 | 356.62 | 356.62 | 356.62 | 356.62 | 356.62 | 356.62 | 356.62 | 356.62 | 356.62 | 356.62 | 356.62 | 356.62 | 356.62 | 356.62
Pump Storage |  | 403.3419 | 403.3419 | 403.3419 | 403.3419 | 403.3419 | 403.3419 | 403.3419 | 403.3419 | 403.3419 | 403.3419 | 403.3419 | 403.3419 | 403.3419 | 403.3419 | 403.3419 | 403.3419 | 403.3419 | 403.3419 | 403.3419 | 403.3419
| ROCKY MTN 1 PS | 63.3806 | 63.3806 | 63.3806 | 63.3806 | 63.3806 | 63.3806 | 63.3806 | 63.3806 | 63.3806 | 63.3806 | 63.3806 | 63.3806 | 63.3806 | 63.3806 | 63.3806 | 63.3806 | 63.3806 | 63.3806 | 63.3806 | 63.3806
| ROCKY MTN 2 PS | 63.3806 | 63.3806 | 63.3806 | 63.3806 | 63.3806 | 63.3806 | 63.3806 | 63.3806 | 63.3806 | 63.3806 | 63.3806 | 63.3806 | 63.3806 | 63.3806 | 63.3806 | 63.3806 | 63.3806 | 63.3806 | 63.3806 | 63.3806
| ROCKY MTN 3 PS | 63.3806 | 63.3806 | 63.3806 | 63.3806 | 63.3806 | 63.3806 | 63.3806 | 63.3806 | 63.3806 | 63.3806 | 63.3806 | 63.3806 | 63.3806 | 63.3806 | 63.3806 | 63.3806 | 63.3806 | 63.3806 | 63.3806 | 63.3806
| WALLACE DAM 1 PS | 53.3 | 53.3 | 53.3 | 53.3 | 53.3 | 53.3 | 53.3 | 53.3 | 53.3 | 53.3 | 53.3 | 53.3 | 53.3 | 53.3 | 53.3 | 53.3 | 53.3 | 53.3 | 53.3 | 53.3
| WALLACE DAM 2 PS | 53.3 | 53.3 | 53.3 | 53.3 | 53.3 | 53.3 | 53.3 | 53.3 | 53.3 | 53.3 | 53.3 | 53.3 | 53.3 | 53.3 | 53.3 | 53.3 | 53.3 | 53.3 | 53.3 | 53.3
| WALLACE DAM 5 PS | 53.3 | 53.3 | 53.3 | 53.3 | 53.3 | 53.3 | 53.3 | 53.3 | 53.3 | 53.3 | 53.3 | 53.3 | 53.3 | 53.3 | 53.3 | 53.3 | 53.3 | 53.3 | 53.3 | 53.3
| WALLACE DAM 6 PS | 53.3 | 53.3 | 53.3 | 53.3 | 53.3 | 53.3 | 53.3 | 53.3 | 53.3 | 53.3 | 53.3 | 53.3 | 53.3 | 53.3 | 53.3 | 53.3 | 53.3 | 53.3 | 53.3 | 53.3
Hydro |  | 677.9 | 691 | 696.82 | 696.82 | 696.82 | 696.82 | 696.82 | 696.82 | 696.82 | 696.82 | 696.82 | 696.82 | 696.82 | 696.82 | 696.82 | 696.82 | 696.82 | 696.82 | 696.82 | 696.82
| BARTLETT'S FERRY 1 HY | 16.74 | 16.74 | 16.74 | 16.74 | 16.74 | 16.74 | 16.74 | 16.74 | 16.74 | 16.74 | 16.74 | 16.74 | 16.74 | 16.74 | 16.74 | 16.74 | 16.74 | 16.74 | 16.74 | 16.74
| BARTLETT'S FERRY 2 HY | 16.74 | 16.74 | 16.74 | 16.74 | 16.74 | 16.74 | 16.74 | 16.74 | 16.74 | 16.74 | 16.74 | 16.74 | 16.74 | 16.74 | 16.74 | 16.74 | 16.74 | 16.74 | 16.74 | 16.74
| BARTLETT'S FERRY 3 HY | 16.74 | 16.74 | 16.74 | 16.74 | 16.74 | 16.74 | 16.74 | 16.74 | 16.74 | 16.74 | 16.74 | 16.74 | 16.74 | 16.74 | 16.74 | 16.74 | 16.74 | 16.74 | 16.74 | 16.74
| BARTLETT'S FERRY 4 HY | 22.31 | 22.31 | 22.31 | 22.31 | 22.31 | 22.31 | 22.31 | 22.31 | 22.31 | 22.31 | 22.31 | 22.31 | 22.31 | 22.31 | 22.31 | 22.31 | 22.31 | 22.31 | 22.31 | 22.31
| BARTLETT'S FERRY 5 HY | 60.29 | 60.29 | 60.29 | 60.29 | 60.29 | 60.29 | 60.29 | 60.29 | 60.29 | 60.29 | 60.29 | 60.29 | 60.29 | 60.29 | 60.29 | 60.29 | 60.29 | 60.29 | 60.29 | 60.29
| BARTLETT'S FERRY 6 HY | 60.29 | 60.29 | 60.29 | 60.29 | 60.29 | 60.29 | 60.29 | 60.29 | 60.29 | 60.29 | 60.29 | 60.29 | 60.29 | 60.29 | 60.29 | 60.29 | 60.29 | 60.29 | 60.29 | 60.29
| BURTON 1 HY | 4.35 | 4.35 | 4.35 | 4.35 | 4.35 | 4.35 | 4.35 | 4.35 | 4.35 | 4.35 | 4.35 | 4.35 | 4.35 | 4.35 | 4.35 | 4.35 | 4.35 | 4.35 | 4.35 | 4.35
| BURTON 2 HY | 4.35 | 4.35 | 4.35 | 4.35 | 4.35 | 4.35 | 4.35 | 4.35 | 4.35 | 4.35 | 4.35 | 4.35 | 4.35 | 4.35 | 4.35 | 4.35 | 4.35 | 4.35 | 4.35 | 4.35
| ESTATOAH 1 HY | 0 | 0 | 0 | 0 | 0 | 0 | 0 | 0 | 0 | 0 | 0 | 0 | 0 | 0 | 0 | 0 | 0 | 0 | 0 | 0
| FLINT RIVER 1 HY | 1.9 | 1.9 | 1.9 | 1.9 | 1.9 | 1.9 | 1.9 | 1.9 | 1.9 | 1.9 | 1.9 | 1.9 | 1.9 | 1.9 | 1.9 | 1.9 | 1.9 | 1.9 | 1.9 | 1.9
| FLINT RIVER 2 HY | 1.9 | 1.9 | 1.9 | 1.9 | 1.9 | 1.9 | 1.9 | 1.9 | 1.9 | 1.9 | 1.9 | 1.9 | 1.9 | 1.9 | 1.9 | 1.9 | 1.9 | 1.9 | 1.9 | 1.9
| FLINT RIVER 3 HY | 1.9 | 1.9 | 1.9 | 1.9 | 1.9 | 1.9 | 1.9 | 1.9 | 1.9 | 1.9 | 1.9 | 1.9 | 1.9 | 1.9 | 1.9 | 1.9 | 1.9 | 1.9 | 1.9 | 1.9
| GOAT ROCK 3 HY | 5.12 | 5.12 | 5.12 | 5.12 | 5.12 | 5.12 | 5.12 | 5.12 | 5.12 | 5.12 | 5.12 | 5.12 | 5.12 | 5.12 | 5.12 | 5.12 | 5.12 | 5.12 | 5.12 | 5.12
| GOAT ROCK 4 HY | 0 | 0 | 0 | 0 | 0 | 0 | 0 | 0 | 0 | 0 | 0 | 0 | 0 | 0 | 0 | 0 | 0 | 0 | 0 | 0
| GOAT ROCK 5 HY | 0 | 0 | 0 | 0 | 0 | 0 | 0 | 0 | 0 | 0 | 0 | 0 | 0 | 0 | 0 | 0 | 0 | 0 | 0 | 0
| GOAT ROCK 6 HY | 5.12 | 5.12 | 5.12 | 5.12 | 5.12 | 5.12 | 5.12 | 5.12 | 5.12 | 5.12 | 5.12 | 5.12 | 5.12 | 5.12 | 5.12 | 5.12 | 5.12 | 5.12 | 5.12 | 5.12
| GOAT ROCK 7 HY | 9.52 | 9.52 | 9.52 | 9.52 | 9.52 | 9.52 | 9.52 | 9.52 | 9.52 | 9.52 | 9.52 | 9.52 | 9.52 | 9.52 | 9.52 | 9.52 | 9.52 | 9.52 | 9.52 | 9.52
| GOAT ROCK 8 HY | 9.52 | 9.52 | 9.52 | 9.52 | 9.52 | 9.52 | 9.52 | 9.52 | 9.52 | 9.52 | 9.52 | 9.52 | 9.52 | 9.52 | 9.52 | 9.52 | 9.52 | 9.52 | 9.52 | 9.52
| LANGDALE 5 HY | 0 | 0 | 0 | 0 | 0 | 0 | 0 | 0 | 0 | 0 | 0 | 0 | 0 | 0 | 0 | 0 | 0 | 0 | 0 | 0
| LANGDALE 6 HY | 0 | 0 | 0 | 0 | 0 | 0 | 0 | 0 | 0 | 0 | 0 | 0 | 0 | 0 | 0 | 0 | 0 | 0 | 0 | 0
| LLOYD SHOALS 1 HY | 3.75 | 3.75 | 3.75 | 3.75 | 3.75 | 3.75 | 3.75 | 3.75 | 3.75 | 3.75 | 3.75 | 3.75 | 3.75 | 3.75 | 3.75 | 3.75 | 3.75 | 3.75 | 3.75 | 3.75
| LLOYD SHOALS 2 HY | 3.75 | 3.75 | 3.75 | 3.75 | 3.75 | 3.75 | 3.75 | 3.75 | 3.75 | 3.75 | 3.75 | 3.75 | 3.75 | 3.75 | 3.75 | 3.75 | 3.75 | 3.75 | 3.75 | 3.75
| LLOYD SHOALS 3 HY | 3.75 | 3.75 | 3.75 | 3.75 | 3.75 | 3.75 | 3.75 | 3.75 | 3.75 | 3.75 | 3.75 | 3.75 | 3.75 | 3.75 | 3.75 | 3.75 | 3.75 | 3.75 | 3.75 | 3.75
| LLOYD SHOALS 4 HY | 3.75 | 3.75 | 3.75 | 3.75 | 3.75 | 3.75 | 3.75 | 3.75 | 3.75 | 3.75 | 3.75 | 3.75 | 3.75 | 3.75 | 3.75 | 3.75 | 3.75 | 3.75 | 3.75 | 3.75
| LLOYD SHOALS 5 HY | 3.75 | 3.75 | 3.75 | 3.75 | 3.75 | 3.75 | 3.75 | 3.75 | 3.75 | 3.75 | 3.75 | 3.75 | 3.75 | 3.75 | 3.75 | 3.75 | 3.75 | 3.75 | 3.75 | 3.75
| LLOYD SHOALS 6 HY | 3.75 | 3.75 | 3.75 | 3.75 | 3.75 | 3.75 | 3.75 | 3.75 | 3.75 | 3.75 | 3.75 | 3.75 | 3.75 | 3.75 | 3.75 | 3.75 | 3.75 | 3.75 | 3.75 | 3.75
| MORGAN FALLS 1 HY | 1.67 | 1.67 | 1.67 | 1.67 | 1.67 | 1.67 | 1.67 | 1.67 | 1.67 | 1.67 | 1.67 | 1.67 | 1.67 | 1.67 | 1.67 | 1.67 | 1.67 | 1.67 | 1.67 | 1.67
| MORGAN FALLS 2 HY | 1.67 | 1.67 | 1.67 | 1.67 | 1.67 | 1.67 | 1.67 | 1.67 | 1.67 | 1.67 | 1.67 | 1.67 | 1.67 | 1.67 | 1.67 | 1.67 | 1.67 | 1.67 | 1.67 | 1.67
| MORGAN FALLS 3 HY | 0 | 0 | 0 | 0 | 0 | 0 | 0 | 0 | 0 | 0 | 0 | 0 | 0 | 0 | 0 | 0 | 0 | 0 | 0 | 0
| MORGAN FALLS 4 HY | 0 | 0 | 0 | 0 | 0 | 0 | 0 | 0 | 0 | 0 | 0 | 0 | 0 | 0 | 0 | 0 | 0 | 0 | 0 | 0
| MORGAN FALLS 5 HY | 1.67 | 1.67 | 1.67 | 1.67 | 1.67 | 1.67 | 1.67 | 1.67 | 1.67 | 1.67 | 1.67 | 1.67 | 1.67 | 1.67 | 1.67 | 1.67 | 1.67 | 1.67 | 1.67 | 1.67
| MORGAN FALLS 6 HY | 1.67 | 1.67 | 1.67 | 1.67 | 1.67 | 1.67 | 1.67 | 1.67 | 1.67 | 1.67 | 1.67 | 1.67 | 1.67 | 1.67 | 1.67 | 1.67 | 1.67 | 1.67 | 1.67 | 1.67
| MORGAN FALLS 7 HY | 1.67 | 1.67 | 1.67 | 1.67 | 1.67 | 1.67 | 1.67 | 1.67 | 1.67 | 1.67 | 1.67 | 1.67 | 1.67 | 1.67 | 1.67 | 1.67 | 1.67 | 1.67 | 1.67 | 1.67
| NACOOCHEE 1 HY | 3 | 3 | 3 | 3 | 3 | 3 | 3 | 3 | 3 | 3 | 3 | 3 | 3 | 3 | 3 | 3 | 3 | 3 | 3 | 3
| NACOOCHEE 2 HY | 3 | 3 | 3 | 3 | 3 | 3 | 3 | 3 | 3 | 3 | 3 | 3 | 3 | 3 | 3 | 3 | 3 | 3 | 3 | 3
| NORTH HIGHLANDS 1 HY | 10.82 | 10.82 | 10.82 | 10.82 | 10.82 | 10.82 | 10.82 | 10.82 | 10.82 | 10.82 | 10.82 | 10.82 | 10.82 | 10.82 | 10.82 | 10.82 | 10.82 | 10.82 | 10.82 | 10.82
| NORTH HIGHLANDS 2 HY | 10.82 | 10.82 | 10.82 | 10.82 | 10.82 | 10.82 | 10.82 | 10.82 | 10.82 | 10.82 | 10.82 | 10.82 | 10.82 | 10.82 | 10.82 | 10.82 | 10.82 | 10.82 | 10.82 | 10.82
| NORTH HIGHLANDS 3 HY | 10.82 | 10.82 | 10.82 | 10.82 | 10.82 | 10.82 | 10.82 | 10.82 | 10.82 | 10.82 | 10.82 | 10.82 | 10.82 | 10.82 | 10.82 | 10.82 | 10.82 | 10.82 | 10.82 | 10.82
| NORTH HIGHLANDS 4 HY | 2.35 | 2.35 | 2.35 | 2.35 | 2.35 | 2.35 | 2.35 | 2.35 | 2.35 | 2.35 | 2.35 | 2.35 | 2.35 | 2.35 | 2.35 | 2.35 | 2.35 | 2.35 | 2.35 | 2.35
| OLIVER 1 HY | 17.46 | 17.46 | 17.46 | 17.46 | 17.46 | 17.46 | 17.46 | 17.46 | 17.46 | 17.46 | 17.46 | 17.46 | 17.46 | 17.46 | 17.46 | 17.46 | 17.46 | 17.46 | 17.46 | 17.46
| OLIVER 2 HY | 17.46 | 17.46 | 17.46 | 17.46 | 17.46 | 17.46 | 17.46 | 17.46 | 17.46 | 17.46 | 17.46 | 17.46 | 17.46 | 17.46 | 17.46 | 17.46 | 17.46 | 17.46 | 17.46 | 17.46
| OLIVER 3 HY | 17.46 | 17.46 | 17.46 | 17.46 | 17.46 | 17.46 | 17.46 | 17.46 | 17.46 | 17.46 | 17.46 | 17.46 | 17.46 | 17.46 | 17.46 | 17.46 | 17.46 | 17.46 | 17.46 | 17.46
| OLIVER 4 HY | 0 | 0 | 5.82 | 5.82 | 5.82 | 5.82 | 5.82 | 5.82 | 5.82 | 5.82 | 5.82 | 5.82 | 5.82 | 5.82 | 5.82 | 5.82 | 5.82 | 5.82 | 5.82 | 5.82
| RIVERVIEW 1 HY | 0 | 0 | 0 | 0 | 0 | 0 | 0 | 0 | 0 | 0 | 0 | 0 | 0 | 0 | 0 | 0 | 0 | 0 | 0 | 0
| RIVERVIEW 2 HY | 0 | 0 | 0 | 0 | 0 | 0 | 0 | 0 | 0 | 0 | 0 | 0 | 0 | 0 | 0 | 0 | 0 | 0 | 0 | 0
| SINCLAIR 1 HY | 21.95 | 21.95 | 21.95 | 21.95 | 21.95 | 21.95 | 21.95 | 21.95 | 21.95 | 21.95 | 21.95 | 21.95 | 21.95 | 21.95 | 21.95 | 21.95 | 21.95 | 21.95 | 21.95 | 21.95
| SINCLAIR 2 HY | 21.95 | 21.95 | 21.95 | 21.95 | 21.95 | 21.95 | 21.95 | 21.95 | 21.95 | 21.95 | 21.95 | 21.95 | 21.95 | 21.95 | 21.95 | 21.95 | 21.95 | 21.95 | 21.95 | 21.95
| TALLULAH 1 HY | 12.15 | 12.15 | 12.15 | 12.15 | 12.15 | 12.15 | 12.15 | 12.15 | 12.15 | 12.15 | 12.15 | 12.15 | 12.15 | 12.15 | 12.15 | 12.15 | 12.15 | 12.15 | 12.15 | 12.15
| TALLULAH 2 HY | 12.15 | 12.15 | 12.15 | 12.15 | 12.15 | 12.15 | 12.15 | 12.15 | 12.15 | 12.15 | 12.15 | 12.15 | 12.15 | 12.15 | 12.15 | 12.15 | 12.15 | 12.15 | 12.15 | 12.15
| TALLULAH 3 HY | 12.15 | 12.15 | 12.15 | 12.15 | 12.15 | 12.15 | 12.15 | 12.15 | 12.15 | 12.15 | 12.15 | 12.15 | 12.15 | 12.15 | 12.15 | 12.15 | 12.15 | 12.15 | 12.15 | 12.15
| TALLULAH 4 HY | 12.15 | 12.15 | 12.15 | 12.15 | 12.15 | 12.15 | 12.15 | 12.15 | 12.15 | 12.15 | 12.15 | 12.15 | 12.15 | 12.15 | 12.15 | 12.15 | 12.15 | 12.15 | 12.15 | 12.15
| TALLULAH 5 HY | 12.15 | 12.15 | 12.15 | 12.15 | 12.15 | 12.15 | 12.15 | 12.15 | 12.15 | 12.15 | 12.15 | 12.15 | 12.15 | 12.15 | 12.15 | 12.15 | 12.15 | 12.15 | 12.15 | 12.15
| TALLULAH 6 HY | 12.15 | 12.15 | 12.15 | 12.15 | 12.15 | 12.15 | 12.15 | 12.15 | 12.15 | 12.15 | 12.15 | 12.15 | 12.15 | 12.15 | 12.15 | 12.15 | 12.15 | 12.15 | 12.15 | 12.15
| TERRORA 1 HY | 8.75 | 8.75 | 8.75 | 8.75 | 8.75 | 8.75 | 8.75 | 8.75 | 8.75 | 8.75 | 8.75 | 8.75 | 8.75 | 8.75 | 8.75 | 8.75 | 8.75 | 8.75 | 8.75 | 8.75
| TERRORA 2 HY | 8.75 | 8.75 | 8.75 | 8.75 | 8.75 | 8.75 | 8.75 | 8.75 | 8.75 | 8.75 | 8.75 | 8.75 | 8.75 | 8.75 | 8.75 | 8.75 | 8.75 | 8.75 | 8.75 | 8.75
| TUGALO 1 HY | 13.1 | 13.1 | 13.1 | 13.1 | 13.1 | 13.1 | 13.1 | 13.1 | 13.1 | 13.1 | 13.1 | 13.1 | 13.1 | 13.1 | 13.1 | 13.1 | 13.1 | 13.1 | 13.1 | 13.1
| TUGALO 2 HY | 13.1 | 13.1 | 13.1 | 13.1 | 13.1 | 13.1 | 13.1 | 13.1 | 13.1 | 13.1 | 13.1 | 13.1 | 13.1 | 13.1 | 13.1 | 13.1 | 13.1 | 13.1 | 13.1 | 13.1
| TUGALO 3 HY | 13.1 | 13.1 | 13.1 | 13.1 | 13.1 | 13.1 | 13.1 | 13.1 | 13.1 | 13.1 | 13.1 | 13.1 | 13.1 | 13.1 | 13.1 | 13.1 | 13.1 | 13.1 | 13.1 | 13.1
| TUGALO 4 HY | 0 | 13.1 | 13.1 | 13.1 | 13.1 | 13.1 | 13.1 | 13.1 | 13.1 | 13.1 | 13.1 | 13.1 | 13.1 | 13.1 | 13.1 | 13.1 | 13.1 | 13.1 | 13.1 | 13.1
| WALLACE DAM 3 HY | 57.44 | 57.44 | 57.44 | 57.44 | 57.44 | 57.44 | 57.44 | 57.44 | 57.44 | 57.44 | 57.44 | 57.44 | 57.44 | 57.44 | 57.44 | 57.44 | 57.44 | 57.44 | 57.44 | 57.44
| WALLACE DAM 4 HY | 57.44 | 57.44 | 57.44 | 57.44 | 57.44 | 57.44 | 57.44 | 57.44 | 57.44 | 57.44 | 57.44 | 57.44 | 57.44 | 57.44 | 57.44 | 57.44 | 57.44 | 57.44 | 57.44 | 57.44
| YONAH 1 HY | 9.53 | 9.53 | 9.53 | 9.53 | 9.53 | 9.53 | 9.53 | 9.53 | 9.53 | 9.53 | 9.53 | 9.53 | 9.53 | 9.53 | 9.53 | 9.53 | 9.53 | 9.53 | 9.53 | 9.53
| YONAH 2 HY | 9.53 | 9.53 | 9.53 | 9.53 | 9.53 | 9.53 | 9.53 | 9.53 | 9.53 | 9.53 | 9.53 | 9.53 | 9.53 | 9.53 | 9.53 | 9.53 | 9.53 | 9.53 | 9.53 | 9.53
| YONAH 3 HY | 9.53 | 9.53 | 9.53 | 9.53 | 9.53 | 9.53 | 9.53 | 9.53 | 9.53 | 9.53 | 9.53 | 9.53 | 9.53 | 9.53 | 9.53 | 9.53 | 9.53 | 9.53 | 9.53 | 9.53
Solar |  | 50.7888 | 50.7888 | 50.7888 | 50.7888 | 50.7888 | 51.9688 | 51.9688 | 51.9688 | 51.9688 | 51.9688 | 51.9688 | 51.9688 | 51.9688 | 51.9688 | 51.9688 | 51.9688 | 51.9688 | 51.9688 | 51.9688 | 51.9688
| COMMUNITY SOLAR - COMER | 0.216 | 0.216 | 0.216 | 0.216 | 0.216 | 0.216 | 0.216 | 0.216 | 0.216 | 0.216 | 0.216 | 0.216 | 0.216 | 0.216 | 0.216 | 0.216 | 0.216 | 0.216 | 0.216 | 0.216
| COMMUNITY SOLAR - GUYTON | 0.36 | 0.36 | 0.36 | 0.36 | 0.36 | 0.36 | 0.36 | 0.36 | 0.36 | 0.36 | 0.36 | 0.36 | 0.36 | 0.36 | 0.36 | 0.36 | 0.36 | 0.36 | 0.36 | 0.36
| COMMUNITY SOLAR - WAYNESBORO | 0.24 | 0.24 | 0.24 | 0.24 | 0.24 | 0.24 | 0.24 | 0.24 | 0.24 | 0.24 | 0.24 | 0.24 | 0.24 | 0.24 | 0.24 | 0.24 | 0.24 | 0.24 | 0.24 | 0.24
| FALCONS | 0.102 | 0.102 | 0.102 | 0.102 | 0.102 | 0.102 | 0.102 | 0.102 | 0.102 | 0.102 | 0.102 | 0.102 | 0.102 | 0.102 | 0.102 | 0.102 | 0.102 | 0.102 | 0.102 | 0.102
| FORT BENNING | 6 | 6 | 6 | 6 | 6 | 6 | 6 | 6 | 6 | 6 | 6 | 6 | 6 | 6 | 6 | 6 | 6 | 6 | 6 | 6
| FORT GORDON | 6 | 6 | 6 | 6 | 6 | 6 | 6 | 6 | 6 | 6 | 6 | 6 | 6 | 6 | 6 | 6 | 6 | 6 | 6 | 6
| FORT STEWART SOLAR | 6 | 6 | 6 | 6 | 6 | 6 | 6 | 6 | 6 | 6 | 6 | 6 | 6 | 6 | 6 | 6 | 6 | 6 | 6 | 6
| FORT VALLEY STATE UNIVERSITY | 1.08 | 1.08 | 1.08 | 1.08 | 1.08 | 1.08 | 1.08 | 1.08 | 1.08 | 1.08 | 1.08 | 1.08 | 1.08 | 1.08 | 1.08 | 1.08 | 1.08 | 1.08 | 1.08 | 1.08
| KINGS BAY SOLAR | 6.032 | 6.032 | 6.032 | 6.032 | 6.032 | 6.032 | 6.032 | 6.032 | 6.032 | 6.032 | 6.032 | 6.032 | 6.032 | 6.032 | 6.032 | 6.032 | 6.032 | 6.032 | 6.032 | 6.032
| MCINTOSH CLOSED ASH POND | 0.5 | 0.5 | 0.5 | 0.5 | 0.5 | 0.5 | 0.5 | 0.5 | 0.5 | 0.5 | 0.5 | 0.5 | 0.5 | 0.5 | 0.5 | 0.5 | 0.5 | 0.5 | 0.5 | 0.5
| MCLB | 6.232 | 6.232 | 6.232 | 6.232 | 6.232 | 6.232 | 6.232 | 6.232 | 6.232 | 6.232 | 6.232 | 6.232 | 6.232 | 6.232 | 6.232 | 6.232 | 6.232 | 6.232 | 6.232 | 6.232
| MOODY AFB | 4.95 | 4.95 | 4.95 | 4.95 | 4.95 | 4.95 | 4.95 | 4.95 | 4.95 | 4.95 | 4.95 | 4.95 | 4.95 | 4.95 | 4.95 | 4.95 | 4.95 | 4.95 | 4.95 | 4.95
| RIGHT OF WAY SOLAR | 0.08 | 0.08 | 0.08 | 0.08 | 0.08 | 0.08 | 0.08 | 0.08 | 0.08 | 0.08 | 0.08 | 0.08 | 0.08 | 0.08 | 0.08 | 0.08 | 0.08 | 0.08 | 0.08 | 0.08
| ROBINS AFB | 12.8 | 12.8 | 12.8 | 12.8 | 12.8 | 12.8 | 12.8 | 12.8 | 12.8 | 12.8 | 12.8 | 12.8 | 12.8 | 12.8 | 12.8 | 12.8 | 12.8 | 12.8 | 12.8 | 12.8
| UGA SOLAR | 0.1968 | 0.1968 | 0.1968 | 0.1968 | 0.1968 | 0.1968 | 0.1968 | 0.1968 | 0.1968 | 0.1968 | 0.1968 | 0.1968 | 0.1968 | 0.1968 | 0.1968 | 0.1968 | 0.1968 | 0.1968 | 0.1968 | 0.1968
| Unassigned Self-Build Solar | 0 | 0 | 0 | 0 | 0 | 1.18 | 1.18 | 1.18 | 1.18 | 1.18 | 1.18 | 1.18 | 1.18 | 1.18 | 1.18 | 1.18 | 1.18 | 1.18 | 1.18 | 1.18
System Sales |  | -1051.83 | -206.39 | 2e-21 | 2e-21 | 2e-21 | 2e-21 | 2e-21 | 2e-21 | 2e-21 | 2e-21 | 2e-21 | 2e-21 | 2e-21 | 2e-21 | 2e-21 | 2e-21 | 2e-21 | 2e-21 | 2e-21 | 2e-21
| SYSTEM SALE | -1051.83 | -206.39 | 2e-21 | 2e-21 | 2e-21 | 2e-21 | 2e-21 | 2e-21 | 2e-21 | 2e-21 | 2e-21 | 2e-21 | 2e-21 | 2e-21 | 2e-21 | 2e-21 | 2e-21 | 2e-21 | 2e-21 | 2e-21
Purchased Generating Capacity (MW) |  | 5913.4508 | 6011.9208 | 6241.9208 | 6503.3128 | 5723.3128 | 5830.1878 | 3787.2968 | 3787.2968 | 3732.2068 | 3728.609 | 2411.857 | 1830.3928 | 1763.4394 | 1413.6913 | 1413.6907 | 1053.6427 | 1033.6627 | 1030.9207 | 1028.2733 | 1028.0403
| 2019 IRP RENEWABLES - DG S2230 | 0.24 | 0.24 | 0.24 | 0.24 | 0.24 | 0.24 | 0.24 | 0.24 | 0.24 | 0.24 | 0.24 | 0.24 | 0.24 | 0.24 | 0.24 | 0.24 | 0.24 | 0.24 | 0.24 | 0.24
| 2019 IRP RENEWABLES - DG S2330 | 1.802 | 1.802 | 1.802 | 1.802 | 1.802 | 1.802 | 1.802 | 1.802 | 1.802 | 1.802 | 1.802 | 1.802 | 1.802 | 1.802 | 1.802 | 1.802 | 1.802 | 1.802 | 1.802 | 1.802
| 2019 IRP RENEWABLES - DG S2430 | 0.03 | 0.03 | 0.03 | 0.03 | 0.03 | 0.03 | 0.03 | 0.03 | 0.03 | 0.03 | 0.03 | 0.03 | 0.03 | 0.03 | 0.03 | 0.03 | 0.03 | 0.03 | 0.03 | 0.03
| 2019 IRP RENEWABLES - DG W2330 | 1.2173 | 1.2173 | 1.2173 | 1.2173 | 1.2173 | 1.2173 | 1.2173 | 1.2173 | 1.2173 | 1.2173 | 1.2173 | 1.2173 | 1.2173 | 1.2173 | 1.2173 | 1.2173 | 1.2173 | 1.2173 | 1.2173 | 1.2173
| 2019 IRP RENEWABLES - DG W2430 | 1.159 | 1.159 | 1.159 | 1.159 | 1.159 | 1.159 | 1.159 | 1.159 | 1.159 | 1.159 | 1.159 | 1.159 | 1.159 | 1.159 | 1.159 | 1.159 | 1.159 | 1.159 | 1.159 | 1.159
| 2022 IRP BIOMASS - AGE | 0 | 0 | 0 | 0 | 0 | 35 | 35 | 35 | 35 | 35 | 35 | 35 | 35 | 35 | 35 | 35 | 35 | 35 | 35 | 35
| 2022 IRP ESS RFP | 0 | 0 | 0 | 0 | 500 | 500 | 500 | 500 | 500 | 500 | 500 | 500 | 500 | 500 | 500 | 500 | 500 | 500 | 500 | 500
| 2022 IRP SOLAR DG RFP 1 | 2.2 | 2.2 | 2.2 | 2.2 | 2.2 | 2.2 | 2.2 | 2.2 | 2.2 | 2.2 | 2.2 | 2.2 | 2.2 | 2.2 | 2.2 | 2.2 | 2.2 | 2.2 | 2.2 | 2.2
| 2022 IRP SOLAR DG RFP 2 | 0 | 12.45 | 12.45 | 12.45 | 12.45 | 12.45 | 12.45 | 12.45 | 12.45 | 12.45 | 12.45 | 12.45 | 12.45 | 12.45 | 12.45 | 12.45 | 12.45 | 12.45 | 12.45 | 12.45
| 2022 IRP SOLAR US RFP 1 | 0 | 0 | 0 | 0 | 0 | 71.875 | 71.875 | 71.875 | 71.875 | 71.875 | 71.875 | 71.875 | 71.875 | 71.875 | 71.875 | 71.875 | 71.875 | 71.875 | 71.875 | 71.875
| 2022 IRP SOLAR US RFP 2 | 0 | 0 | 0 | 0 | 0 | 0 | 23.75 | 23.75 | 23.75 | 23.75 | 23.75 | 23.75 | 23.75 | 23.75 | 23.75 | 23.75 | 23.75 | 23.75 | 23.75 | 23.75
| 2022/2023 US - FLINT RIVER SOLAR | 10 | 10 | 10 | 10 | 10 | 10 | 10 | 10 | 10 | 10 | 10 | 10 | 10 | 10 | 10 | 10 | 10 | 10 | 10 | 10
| 2022/2023 US - TIMBERLAND SOLAR | 7 | 7 | 7 | 7 | 7 | 7 | 7 | 7 | 7 | 7 | 7 | 7 | 7 | 7 | 7 | 7 | 7 | 7 | 7 | 7
| 2022/2023 US - WADLEY SOLAR | 13 | 13 | 13 | 13 | 13 | 13 | 13 | 13 | 13 | 13 | 13 | 13 | 13 | 13 | 13 | 13 | 13 | 13 | 13 | 13
| 2022/2023 US - WASHINGTON COUNTY SOLAR | 7.5 | 7.5 | 7.5 | 7.5 | 7.5 | 7.5 | 7.5 | 7.5 | 7.5 | 7.5 | 7.5 | 7.5 | 7.5 | 7.5 | 7.5 | 7.5 | 7.5 | 7.5 | 7.5 | 7.5
| 2023 IRP UPDATE BESS RFP | 0 | 0 | 0 | 0 | 0 | 0 | 0 | 0 | 0 | 0 | 0 | 0 | 0 | 0 | 0 | 0 | 0 | 0 | 0 | 0
| ADDISON 1 (WEST GA) | 185.896 | 185.896 | 185.896 | 185.896 | 185.896 | 185.896 | 0 | 0 | 0 | 0 | 0 | 0 | 0 | 0 | 0 | 0 | 0 | 0 | 0 | 0
| ADDISON 3 (WEST GA) | 180.896 | 180.896 | 180.896 | 180.896 | 180.896 | 180.896 | 0 | 0 | 0 | 0 | 0 | 0 | 0 | 0 | 0 | 0 | 0 | 0 | 0 | 0
| ALBANY RENEWABLE ENERGY | 49.5 | 49.5 | 49.5 | 49.5 | 49.5 | 49.5 | 49.5 | 49.5 | 49.5 | 49.5 | 49.5 | 49.5 | 49.5 | 0 | 0 | 0 | 0 | 0 | 0 | 0
| ASI CLASSIC 210 MW - DG S1320 | 0.156 | 0.156 | 0.156 | 0.156 | 0.156 | 0.156 | 0.156 | 0.156 | 0.156 | 0 | 0 | 0 | 0 | 0 | 0 | 0 | 0 | 0 | 0 | 0
| ASI CLASSIC 210 MW - DG S1420 | 1.858 | 1.858 | 1.858 | 1.858 | 1.858 | 1.858 | 1.858 | 1.858 | 1.858 | 1.858 | 0 | 0 | 0 | 0 | 0 | 0 | 0 | 0 | 0 | 0
| ASI CLASSIC 210 MW - DG S1520 | 5.722 | 5.722 | 5.722 | 5.722 | 5.722 | 5.722 | 5.722 | 5.722 | 5.722 | 5.722 | 5.722 | 0 | 0 | 0 | 0 | 0 | 0 | 0 | 0 | 0
| ASI CLASSIC 210 MW - DG S1620 | 0.482 | 0.482 | 0.482 | 0.482 | 0.482 | 0.482 | 0.482 | 0.482 | 0.482 | 0.482 | 0.482 | 0.482 | 0 | 0 | 0 | 0 | 0 | 0 | 0 | 0
| ASI CLASSIC 210 MW - DG W1420 | 3.408 | 3.408 | 3.408 | 3.408 | 3.408 | 3.408 | 3.408 | 3.408 | 3.408 | 0 | 0 | 0 | 0 | 0 | 0 | 0 | 0 | 0 | 0 | 0
| ASI CLASSIC 210 MW - DG W1520 | 3.694 | 3.694 | 3.694 | 3.694 | 3.694 | 3.694 | 3.694 | 3.694 | 3.694 | 3.694 | 0 | 0 | 0 | 0 | 0 | 0 | 0 | 0 | 0 | 0
| ASI CLASSIC 210 MW - DG W1620 | 0.2802 | 0.2802 | 0.2802 | 0.2802 | 0.2802 | 0.2802 | 0.2802 | 0.2802 | 0.2802 | 0.2802 | 0.2802 | 0 | 0 | 0 | 0 | 0 | 0 | 0 | 0 | 0
| ASI CLASSIC 210 MW - US 1: DUBLIN SOLAR CENTER - DUBLIN | 1.02 | 1.02 | 1.02 | 1.02 | 1.02 | 1.02 | 1.02 | 1.02 | 1.02 | 1.02 | 1.02 | 0 | 0 | 0 | 0 | 0 | 0 | 0 | 0 | 0
| ASI CLASSIC 210 MW - US 1: RICHLAND SOLAR CENTER | 5 | 5 | 5 | 5 | 5 | 5 | 5 | 5 | 5 | 5 | 5 | 0 | 0 | 0 | 0 | 0 | 0 | 0 | 0 | 0
| ASI CLASSIC 210 MW - US 1: RINCON SOLAR CENTER | 4 | 4 | 4 | 4 | 4 | 4 | 4 | 4 | 4 | 4 | 4 | 4 | 0 | 0 | 0 | 0 | 0 | 0 | 0 | 0
| ASI CLASSIC 210 MW - US 2: BUTLER SOLAR FARM | 4 | 4 | 4 | 4 | 4 | 4 | 4 | 4 | 4 | 4 | 4 | 4 | 0 | 0 | 0 | 0 | 0 | 0 | 0 | 0
| ASI CLASSIC 210 MW - US 2: DECATUR COUNTY SOLAR PROJECT | 4.725 | 4.725 | 4.725 | 4.725 | 4.725 | 4.725 | 4.725 | 4.725 | 4.725 | 4.725 | 4.725 | 0 | 0 | 0 | 0 | 0 | 0 | 0 | 0 | 0
| ASI CLASSIC 210 MW - US 2: HECATE ENERGY - OLD MIDVILLE RD LLC | 5 | 5 | 5 | 5 | 5 | 5 | 5 | 5 | 5 | 5 | 5 | 5 | 0 | 0 | 0 | 0 | 0 | 0 | 0 | 0
| ASI CLASSIC 210 MW - US 2: SOLAR GLYNN | 3.536 | 3.536 | 3.536 | 3.536 | 3.536 | 3.536 | 3.536 | 3.536 | 3.536 | 3.536 | 3.536 | 3.536 | 0 | 0 | 0 | 0 | 0 | 0 | 0 | 0
| ASI PRIME 525 MW - DG S1625 | 0.024 | 0.024 | 0.024 | 0.024 | 0.024 | 0.024 | 0.024 | 0.024 | 0.024 | 0.024 | 0.024 | 0.024 | 0.024 | 0.024 | 0.024 | 0.024 | 0.024 | 0 | 0 | 0
| ASI PRIME 525 MW - DG S1635 | 0.064 | 0.064 | 0.064 | 0.064 | 0.064 | 0.064 | 0.064 | 0.064 | 0.064 | 0.064 | 0.064 | 0.064 | 0.064 | 0.064 | 0.064 | 0.064 | 0.064 | 0.064 | 0.064 | 0.064
| ASI PRIME 525 MW - DG S1725 | 0.8054 | 0.8054 | 0.8054 | 0.8054 | 0.8054 | 0.8054 | 0.8054 | 0.8054 | 0.8054 | 0.8054 | 0.8054 | 0.8054 | 0.8054 | 0.8054 | 0.8054 | 0.8054 | 0.8054 | 0.8054 | 0 | 0
| ASI PRIME 525 MW - DG S1730 | 1.22 | 1.22 | 1.22 | 1.22 | 1.22 | 1.22 | 1.22 | 1.22 | 1.22 | 1.22 | 1.22 | 1.22 | 1.22 | 1.22 | 1.22 | 1.22 | 1.22 | 1.22 | 1.22 | 1.22
| ASI PRIME 525 MW - DG S1735 | 1.404 | 1.404 | 1.404 | 1.404 | 1.404 | 1.404 | 1.404 | 1.404 | 1.404 | 1.404 | 1.404 | 1.404 | 1.404 | 1.404 | 1.404 | 1.404 | 1.404 | 1.404 | 1.404 | 1.404
| ASI PRIME 525 MW - DG S1815 | 0.0338 | 0.0338 | 0.0338 | 0.0338 | 0.0338 | 0.0338 | 0.0338 | 0.0338 | 0.0338 | 0 | 0 | 0 | 0 | 0 | 0 | 0 | 0 | 0 | 0 | 0
| ASI PRIME 525 MW - DG S1820 | 0.0006 | 0.0006 | 0.0006 | 0.0006 | 0.0006 | 0.0006 | 0.0006 | 0.0006 | 0.0006 | 0.0006 | 0.0006 | 0.0006 | 0.0006 | 0.0006 | 0 | 0 | 0 | 0 | 0 | 0
| ASI PRIME 525 MW - DG S1825 | 0.06 | 0.06 | 0.06 | 0.06 | 0.06 | 0.06 | 0.06 | 0.06 | 0.06 | 0.06 | 0.06 | 0.06 | 0.06 | 0.06 | 0.06 | 0.06 | 0.06 | 0.06 | 0.06 | 0
| ASI PRIME 525 MW - DG S1835 | 0.012 | 0.012 | 0.012 | 0.012 | 0.012 | 0.012 | 0.012 | 0.012 | 0.012 | 0.012 | 0.012 | 0.012 | 0.012 | 0.012 | 0.012 | 0.012 | 0.012 | 0.012 | 0.012 | 0
| ASI PRIME 525 MW - DG W1725 | 2.718 | 2.718 | 2.718 | 2.718 | 2.718 | 2.718 | 2.718 | 2.718 | 2.718 | 2.718 | 2.718 | 2.718 | 2.718 | 2.718 | 2.718 | 2.718 | 2.718 | 0 | 0 | 0
| ASI PRIME 525 MW - DG W1730 | 1.21 | 1.21 | 1.21 | 1.21 | 1.21 | 1.21 | 1.21 | 1.21 | 1.21 | 1.21 | 1.21 | 1.21 | 1.21 | 1.21 | 1.21 | 1.21 | 1.21 | 1.21 | 1.21 | 1.21
| ASI PRIME 525 MW - DG W1735 | 0.376 | 0.376 | 0.376 | 0.376 | 0.376 | 0.376 | 0.376 | 0.376 | 0.376 | 0.376 | 0.376 | 0.376 | 0.376 | 0.376 | 0.376 | 0.376 | 0.376 | 0.376 | 0.376 | 0.376
| ASI PRIME 525 MW - DG W1815 | 0.09 | 0.09 | 0.09 | 0.09 | 0.09 | 0.09 | 0.09 | 0.09 | 0 | 0 | 0 | 0 | 0 | 0 | 0 | 0 | 0 | 0 | 0 | 0
| ASI PRIME 525 MW - DG W1820 | 0.06 | 0.06 | 0.06 | 0.06 | 0.06 | 0.06 | 0.06 | 0.06 | 0.06 | 0.06 | 0.06 | 0.06 | 0.06 | 0 | 0 | 0 | 0 | 0 | 0 | 0
| ASI PRIME 525 MW - DG W1825 | 1.842 | 1.842 | 1.842 | 1.842 | 1.842 | 1.842 | 1.842 | 1.842 | 1.842 | 1.842 | 1.842 | 1.842 | 1.842 | 1.842 | 1.842 | 1.842 | 1.842 | 1.842 | 0 | 0
| ASI PRIME 525 MW - DG W1830 | 4.478 | 4.478 | 4.478 | 4.478 | 4.478 | 4.478 | 4.478 | 4.478 | 4.478 | 4.478 | 4.478 | 4.478 | 4.478 | 4.478 | 4.478 | 4.478 | 4.478 | 4.478 | 4.478 | 4.478
| ASI PRIME 525 MW - DG W1835 | 1.256 | 1.256 | 1.256 | 1.256 | 1.256 | 1.256 | 1.256 | 1.256 | 1.256 | 1.256 | 1.256 | 1.256 | 1.256 | 1.256 | 1.256 | 1.256 | 1.256 | 1.256 | 1.256 | 1.256
| ASI PRIME 525 MW - US 1: BUTLER SOLAR | 25 | 25 | 25 | 25 | 25 | 25 | 25 | 25 | 25 | 25 | 25 | 25 | 25 | 25 | 25 | 25 | 25 | 25 | 25 | 25
| ASI PRIME 525 MW - US 1: DECATUR PARKWAY SOLAR PROJECT | 19.98 | 19.98 | 19.98 | 19.98 | 19.98 | 19.98 | 19.98 | 19.98 | 19.98 | 19.98 | 19.98 | 19.98 | 19.98 | 19.98 | 19.98 | 19.98 | 0 | 0 | 0 | 0
| ASI PRIME 525 MW - US 1: PAWPAW SOLAR | 7.5 | 7.5 | 7.5 | 7.5 | 7.5 | 7.5 | 7.5 | 7.5 | 7.5 | 7.5 | 7.5 | 7.5 | 7.5 | 7.5 | 7.5 | 7.5 | 7.5 | 7.5 | 7.5 | 7.5
| ASI PRIME 525 MW - US 2: LIVE OAK SOLAR | 10.2 | 10.2 | 10.2 | 10.2 | 10.2 | 10.2 | 10.2 | 10.2 | 10.2 | 10.2 | 10.2 | 10.2 | 10.2 | 10.2 | 10.2 | 10.2 | 10.2 | 10.2 | 10.2 | 10.2
| ASI PRIME 525 MW - US 2: WHITE OAK SOLAR | 15.3 | 15.3 | 15.3 | 15.3 | 15.3 | 15.3 | 15.3 | 15.3 | 15.3 | 15.3 | 15.3 | 15.3 | 15.3 | 15.3 | 15.3 | 15.3 | 15.3 | 15.3 | 15.3 | 15.3
| ASI PRIME 525 MW - US 2: WHITE PINE SOLAR | 20.25 | 20.25 | 20.25 | 20.25 | 20.25 | 20.25 | 20.25 | 20.25 | 20.25 | 20.25 | 20.25 | 20.25 | 20.25 | 20.25 | 20.25 | 20.25 | 20.25 | 20.25 | 20.25 | 20.25
| AXIUM US SOLAR HOLDINGS (SD&D) | 0.2 | 0.2 | 0.2 | 0 | 0 | 0 | 0 | 0 | 0 | 0 | 0 | 0 | 0 | 0 | 0 | 0 | 0 | 0 | 0 | 0
| BLUE CANYON | 82 | 82 | 82 | 82 | 82 | 82 | 82 | 82 | 82 | 82 | 82 | 0 | 0 | 0 | 0 | 0 | 0 | 0 | 0 | 0
| CCSP DG - ONLINE | 0 | 0 | 0 | 0 | 0 | 0 | 0 | 0 | 0 | 0 | 0 | 0 | 0 | 0 | 0 | 0 | 0 | 0 | 0 | 0
| CCSP DG - REMAINING | 0 | 0 | 0 | 0 | 0 | 0 | 0 | 0 | 0 | 0 | 0 | 0 | 0 | 0 | 0 | 0 | 0 | 0 | 0 | 0
| COCA-COLA | 6.3 | 6.3 | 6.3 | 6.3 | 6.3 | 6.3 | 6.3 | 6.3 | 6.3 | 6.3 | 6.3 | 0 | 0 | 0 | 0 | 0 | 0 | 0 | 0 | 0
| CONYERS RENEWABLE ENERGY | 3.077 | 3.077 | 3.077 | 3.077 | 3.077 | 3.077 | 3.077 | 3.077 | 3.077 | 3.077 | 3.077 | 3.077 | 3.077 | 0 | 0 | 0 | 0 | 0 | 0 | 0
| DAHLBERG 1 | 0 | 0 | 0 | 87.006 | 87.006 | 87.006 | 87.006 | 87.006 | 87.006 | 87.006 | 87.006 | 87.006 | 87.006 | 0 | 0 | 0 | 0 | 0 | 0 | 0
| DAHLBERG 10 | 89 | 87.838 | 87.838 | 87.838 | 87.838 | 87.838 | 87.838 | 87.838 | 87.838 | 87.838 | 87.838 | 0 | 0 | 0 | 0 | 0 | 0 | 0 | 0 | 0
| DAHLBERG 2 | 88.436 | 87.408 | 87.408 | 87.408 | 87.408 | 87.408 | 87.408 | 87.408 | 87.408 | 87.408 | 87.408 | 0 | 0 | 0 | 0 | 0 | 0 | 0 | 0 | 0
| DAHLBERG 3 | 0 | 0 | 0 | 87.169 | 87.169 | 87.169 | 87.169 | 87.169 | 87.169 | 87.169 | 87.169 | 87.169 | 87.169 | 0 | 0 | 0 | 0 | 0 | 0 | 0
| DAHLBERG 4 | 87.149 | 87.149 | 87.149 | 87.149 | 87.149 | 87.149 | 0 | 0 | 0 | 0 | 0 | 0 | 0 | 0 | 0 | 0 | 0 | 0 | 0 | 0
| DAHLBERG 5 | 0 | 0 | 0 | 87.417 | 87.417 | 87.417 | 87.417 | 87.417 | 87.417 | 87.417 | 87.417 | 87.417 | 87.417 | 0 | 0 | 0 | 0 | 0 | 0 | 0
| DAHLBERG 6 | 87.737 | 87.737 | 87.737 | 87.737 | 87.737 | 87.737 | 87.737 | 87.737 | 87.737 | 87.737 | 87.737 | 0 | 0 | 0 | 0 | 0 | 0 | 0 | 0 | 0
| DAHLBERG 8 | 86.224 | 86.224 | 86.224 | 86.224 | 86.224 | 86.224 | 86.224 | 86.224 | 86.224 | 86.224 | 86.224 | 0 | 0 | 0 | 0 | 0 | 0 | 0 | 0 | 0
| DAHLBERG 9 | 0 | 88.21 | 88.21 | 88.21 | 88.21 | 88.21 | 88.21 | 88.21 | 88.21 | 88.21 | 88.21 | 0 | 0 | 0 | 0 | 0 | 0 | 0 | 0 | 0
| EXELON HEARD 1 | 157.5 | 157.5 | 157.5 | 157.5 | 157.5 | 157.5 | 0 | 0 | 0 | 0 | 0 | 0 | 0 | 0 | 0 | 0 | 0 | 0 | 0 | 0
| EXELON HEARD 2 | 157.5 | 157.5 | 157.5 | 157.5 | 157.5 | 157.5 | 0 | 0 | 0 | 0 | 0 | 0 | 0 | 0 | 0 | 0 | 0 | 0 | 0 | 0
| EXELON HEARD 3 | 157.5 | 157.5 | 157.5 | 157.5 | 157.5 | 157.5 | 0 | 0 | 0 | 0 | 0 | 0 | 0 | 0 | 0 | 0 | 0 | 0 | 0 | 0
| EXELON HEARD 4 | 157.5 | 157.5 | 157.5 | 157.5 | 157.5 | 157.5 | 0 | 0 | 0 | 0 | 0 | 0 | 0 | 0 | 0 | 0 | 0 | 0 | 0 | 0
| EXELON HEARD 5 | 157.5 | 157.5 | 157.5 | 157.5 | 157.5 | 157.5 | 0 | 0 | 0 | 0 | 0 | 0 | 0 | 0 | 0 | 0 | 0 | 0 | 0 | 0
| EXELON HEARD 6 | 157.5 | 157.5 | 157.5 | 157.5 | 157.5 | 157.5 | 0 | 0 | 0 | 0 | 0 | 0 | 0 | 0 | 0 | 0 | 0 | 0 | 0 | 0
| GEORGIA RENEWABLE POWER FRANKLIN LLC | 58 | 58 | 58 | 58 | 58 | 58 | 58 | 58 | 58 | 58 | 58 | 58 | 58 | 58 | 58 | 58 | 58 | 58 | 58 | 58
| GEORGIA RENEWABLE POWER MADISON | 58 | 58 | 58 | 58 | 58 | 58 | 58 | 58 | 58 | 58 | 58 | 58 | 58 | 58 | 58 | 58 | 58 | 58 | 58 | 58
| GREEN POWER SOLUTIONS | 29 | 29 | 29 | 29 | 29 | 29 | 29 | 29 | 29 | 29 | 29 | 0 | 0 | 0 | 0 | 0 | 0 | 0 | 0 | 0
| HARRIS 1 | 667.7 | 667.7 | 667.7 | 667.7 | 667.7 | 667.7 | 0 | 0 | 0 | 0 | 0 | 0 | 0 | 0 | 0 | 0 | 0 | 0 | 0 | 0
| HARRIS 2 | 689.5 | 689.5 | 689.5 | 689.5 | 689.5 | 689.5 | 689.5 | 689.5 | 689.5 | 689.5 | 0 | 0 | 0 | 0 | 0 | 0 | 0 | 0 | 0 | 0
| INTERNATIONAL PAPER - FLINT RIVER | 26.8974 | 26.8974 | 26.8974 | 26.8974 | 26.8974 | 26.8974 | 26.8974 | 26.8974 | 26.8974 | 26.8974 | 26.8974 | 26.8974 | 0 | 0 | 0 | 0 | 0 | 0 | 0 | 0
| INTERNATIONAL PAPER - PORT WENTWORTH | 29.5191 | 29.5191 | 29.5191 | 29.5191 | 29.5191 | 29.5191 | 29.5191 | 29.5191 | 29.5191 | 29.5191 | 29.5191 | 29.5191 | 29.5191 | 0 | 0 | 0 | 0 | 0 | 0 | 0
| LSS 50 MW - HSH PEMBROOKE | 0.2 | 0.2 | 0.2 | 0.2 | 0.2 | 0.2 | 0.2 | 0.2 | 0.2 | 0.2 | 0.2 | 0 | 0 | 0 | 0 | 0 | 0 | 0 | 0 | 0
| LSS 50 MW - SIMON SOLAR FARM | 6 | 6 | 6 | 6 | 6 | 6 | 6 | 6 | 6 | 6 | 6 | 0 | 0 | 0 | 0 | 0 | 0 | 0 | 0 | 0
| LSS 50 MW - SOLAR D&D CAMILLA | 3.2 | 3.2 | 3.2 | 3.2 | 3.2 | 3.2 | 3.2 | 3.2 | 3.2 | 3.2 | 3.2 | 0 | 0 | 0 | 0 | 0 | 0 | 0 | 0 | 0
| LSS 50 MW - SOLAR D&D CAMP (MERIWETHER COUNTY) | 0.6 | 0.6 | 0.6 | 0.6 | 0.6 | 0.6 | 0.6 | 0.6 | 0.6 | 0.6 | 0.6 | 0 | 0 | 0 | 0 | 0 | 0 | 0 | 0 | 0
| MAS GEORGIA LFG - OAK GROVE | 6.178 | 6.178 | 6.178 | 6.178 | 6.178 | 6.178 | 6.178 | 6.178 | 6.178 | 6.178 | 6.178 | 6.178 | 0 | 0 | 0 | 0 | 0 | 0 | 0 | 0
| MAS GEORGIA LFG - PINE RIDGE | 6.3 | 6.3 | 6.3 | 6.3 | 6.3 | 6.3 | 6.3 | 6.3 | 6.3 | 6.3 | 6.3 | 6.3 | 0 | 0 | 0 | 0 | 0 | 0 | 0 | 0
| MAS GEORGIA LFG - RICHLAND CREEK | 10.56 | 10.56 | 10.56 | 10.56 | 10.56 | 10.56 | 10.56 | 10.56 | 10.56 | 10.56 | 10.56 | 10.56 | 0 | 0 | 0 | 0 | 0 | 0 | 0 | 0
| MID-GEORGIA COGEN | 300 | 300 | 300 | 300 | 0 | 0 | 0 | 0 | 0 | 0 | 0 | 0 | 0 | 0 | 0 | 0 | 0 | 0 | 0 | 0
| MONROE POWER | 360 | 360 | 360 | 360 | 360 | 360 | 360 | 360 | 360 | 360 | 360 | 360 | 360 | 360 | 360 | 0 | 0 | 0 | 0 | 0
| MPC PPA | 750 | 750 | 750 | 750 | 0 | 0 | 0 | 0 | 0 | 0 | 0 | 0 | 0 | 0 | 0 | 0 | 0 | 0 | 0 | 0
| PIEDMONT GREEN POWER | 55 | 55 | 55 | 55 | 55 | 55 | 55 | 55 | 0 | 0 | 0 | 0 | 0 | 0 | 0 | 0 | 0 | 0 | 0 | 0
| REDI 1400 MW - C&I: DOUGHERTY COUNTY SOLAR | 12 | 12 | 12 | 12 | 12 | 12 | 12 | 12 | 12 | 12 | 12 | 12 | 12 | 12 | 12 | 12 | 12 | 12 | 12 | 12
| REDI 1400 MW - C&I: TANGLEWOOD SOLAR | 5.75 | 5.75 | 5.75 | 5.75 | 5.75 | 5.75 | 5.75 | 5.75 | 5.75 | 5.75 | 5.75 | 5.75 | 5.75 | 5.75 | 5.75 | 5.75 | 5.75 | 5.75 | 5.75 | 5.75
| REDI 1400 MW - DG CS S1920 | 0.048 | 0.048 | 0.048 | 0.048 | 0.048 | 0.048 | 0.048 | 0.048 | 0.048 | 0.048 | 0.048 | 0.048 | 0.048 | 0.048 | 0.048 | 0 | 0 | 0 | 0 | 0
| REDI 1400 MW - DG CS S1925 | 0.274 | 0.274 | 0.274 | 0.274 | 0.274 | 0.274 | 0.274 | 0.274 | 0.274 | 0.274 | 0.274 | 0.274 | 0.274 | 0.274 | 0.274 | 0.274 | 0.274 | 0.274 | 0.274 | 0.274
| REDI 1400 MW - DG CS S1930 | 0.589 | 0.589 | 0.589 | 0.589 | 0.589 | 0.589 | 0.589 | 0.589 | 0.589 | 0.589 | 0.589 | 0.589 | 0.589 | 0.589 | 0.589 | 0.589 | 0.589 | 0.589 | 0.589 | 0.589
| REDI 1400 MW - DG CS S1935 | 1.404 | 1.404 | 1.404 | 1.404 | 1.404 | 1.404 | 1.404 | 1.404 | 1.404 | 1.404 | 1.404 | 1.404 | 1.404 | 1.404 | 1.404 | 1.404 | 1.404 | 1.404 | 1.404 | 1.404
| REDI 1400 MW - DG CS W1925 | 0.161 | 0.161 | 0.161 | 0.161 | 0.161 | 0.161 | 0.161 | 0.161 | 0.161 | 0.161 | 0.161 | 0.161 | 0.161 | 0.161 | 0.161 | 0.161 | 0.161 | 0.161 | 0.161 | 0
| REDI 1400 MW - DG CS W1930 | 0.06 | 0.06 | 0.06 | 0.06 | 0.06 | 0.06 | 0.06 | 0.06 | 0.06 | 0.06 | 0.06 | 0.06 | 0.06 | 0.06 | 0.06 | 0.06 | 0.06 | 0.06 | 0.06 | 0.06
| REDI 1400 MW - DG CS W1935 | 1.061 | 1.061 | 1.061 | 1.061 | 1.061 | 1.061 | 1.061 | 1.061 | 1.061 | 1.061 | 1.061 | 1.061 | 1.061 | 1.061 | 1.061 | 1.061 | 1.061 | 1.061 | 1.061 | 1.061
| REDI 1400 MW - DG S2030 | 0.1 | 0.1 | 0.1 | 0.1 | 0.1 | 0.1 | 0.1 | 0.1 | 0.1 | 0.1 | 0.1 | 0.1 | 0.1 | 0.1 | 0.1 | 0.1 | 0.1 | 0.1 | 0.1 | 0.1
| REDI 1400 MW - DG S2035 | 7.531 | 7.531 | 7.531 | 7.531 | 7.531 | 7.531 | 7.531 | 7.531 | 7.531 | 7.531 | 7.531 | 7.531 | 7.531 | 7.531 | 7.531 | 7.531 | 7.531 | 7.531 | 7.531 | 7.531
| REDI 1400 MW - DG W2030 | 0.25 | 0.25 | 0.25 | 0.25 | 0.25 | 0.25 | 0.25 | 0.25 | 0.25 | 0.25 | 0.25 | 0.25 | 0.25 | 0.25 | 0.25 | 0.25 | 0.25 | 0.25 | 0.25 | 0.25
| REDI 1400 MW - DG W2035 | 0.69 | 0.69 | 0.69 | 0.69 | 0.69 | 0.69 | 0.69 | 0.69 | 0.69 | 0.69 | 0.69 | 0.69 | 0.69 | 0.69 | 0.69 | 0.69 | 0.69 | 0.69 | 0.69 | 0.69
| REDI 1400 MW - US 1: QUITMAN SOLAR | 15 | 15 | 15 | 15 | 15 | 15 | 15 | 15 | 15 | 15 | 15 | 15 | 15 | 15 | 15 | 15 | 15 | 15 | 15 | 15
| REDI 1400 MW - US 1: SOUTHERN OAK SOLAR | 16 | 16 | 16 | 16 | 16 | 16 | 16 | 16 | 16 | 16 | 16 | 16 | 16 | 16 | 16 | 16 | 16 | 16 | 16 | 16
| REDI 1400 MW - US 1: TWIGGS COUNTY SOLAR | 20 | 20 | 20 | 20 | 20 | 20 | 20 | 20 | 20 | 20 | 20 | 20 | 20 | 20 | 20 | 20 | 20 | 20 | 20 | 20
| REDI 1400 MW - US 2: COOL SPRINGS | 21.3 | 21.3 | 21.3 | 21.3 | 21.3 | 21.3 | 21.3 | 21.3 | 21.3 | 21.3 | 21.3 | 21.3 | 21.3 | 21.3 | 21.3 | 21.3 | 21.3 | 21.3 | 21.3 | 21.3
| REDI 1400 MW - US 2: HICKORY PARK | 19.55 | 19.55 | 19.55 | 19.55 | 19.55 | 19.55 | 19.55 | 19.55 | 19.55 | 19.55 | 19.55 | 19.55 | 19.55 | 19.55 | 19.55 | 19.55 | 19.55 | 19.55 | 19.55 | 19.55
| REDI 1400 MW - US 2: QUITMAN II | 15 | 15 | 15 | 15 | 15 | 15 | 15 | 15 | 15 | 15 | 15 | 15 | 15 | 15 | 15 | 15 | 15 | 15 | 15 | 15
| REDI CS2 | 0 | 0 | 0 | 0 | 0 | 0 | 0 | 0 | 0 | 0 | 0 | 0 | 0 | 0 | 0 | 0 | 0 | 0 | 0 | 0
| SANTA ROSA | 0 | 0 | 230 | 230 | 0 | 0 | 0 | 0 | 0 | 0 | 0 | 0 | 0 | 0 | 0 | 0 | 0 | 0 | 0 | 0
| SUPERIOR - WASTE MANAGEMENT | 6 | 6 | 6 | 6 | 6 | 6 | 6 | 6 | 6 | 6 | 6 | 6 | 6 | 0 | 0 | 0 | 0 | 0 | 0 | 0
| WALTON COUNTY | 0 | 0 | 0 | 0 | 0 | 0 | 0 | 0 | 0 | 0 | 0 | 0 | 0 | 0 | 0 | 0 | 0 | 0 | 0 | 0
| WANSLEY 6 | 0 | 0 | 0 | 0 | 0 | 0 | 0 | 0 | 0 | 0 | 0 | 0 | 0 | 0 | 0 | 0 | 0 | 0 | 0 | 0
| WANSLEY 7 | 621.7 | 621.7 | 621.7 | 621.7 | 621.7 | 621.7 | 621.7 | 621.7 | 621.7 | 621.7 | 0 | 0 | 0 | 0 | 0 | 0 | 0 | 0 | 0 | 0
| WASHINGTON COUNTY | 0 | 0 | 0 | 0 | 0 | 0 | 0 | 0 | 0 | 0 | 0 | 0 | 0 | 0 | 0 | 0 | 0 | 0 | 0 | 0
Dispatchable DSOs (MW) |  | 648.692 | 652.2801 | 655.7986 | 656.2857 | 658.7528 | 661.1536 | 665.3971 | 667.34 | 670.1343 | 673.0091 | 674.8896 | 676.237 | 681.0866 | 702.5999 | 711.0578 | 719.6438 | 727.5538 | 737.4593 | 747.9801 | 757.7458
| CVR Level 1 | 200.3192 | 202.1133 | 203.8725 | 204.1161 | 205.3496 | 206.55 | 208.6717 | 209.6432 | 211.0403 | 212.4777 | 213.418 | 214.0917 | 216.5165 | 227.2731 | 231.5021 | 235.7951 | 239.7501 | 244.7029 | 249.9632 | 254.8461
| CVR Level 2 | 200.3192 | 202.1133 | 203.8725 | 204.1161 | 205.3496 | 206.55 | 208.6717 | 209.6432 | 211.0403 | 212.4777 | 213.418 | 214.0917 | 216.5165 | 227.2731 | 231.5021 | 235.7951 | 239.7501 | 244.7029 | 249.9632 | 254.8461
| DER Customer Program | 0 | 0 | 0 | 0 | 0 | 0 | 0 | 0 | 0 | 0 | 0 | 0 | 0 | 0 | 0 | 0 | 0 | 0 | 0 | 0
| DPEC | 92.1444 | 92.1444 | 92.1444 | 92.1444 | 92.1444 | 92.1444 | 92.1444 | 92.1444 | 92.1444 | 92.1444 | 92.1444 | 92.1444 | 92.1444 | 92.1444 | 92.1444 | 92.1444 | 92.1444 | 92.1444 | 92.1444 | 92.1444
| RTPeDA | 2.6868 | 2.6868 | 2.6868 | 2.6868 | 2.6868 | 2.6868 | 2.6868 | 2.6868 | 2.6868 | 2.6868 | 2.6868 | 2.6868 | 2.6868 | 2.6868 | 2.6868 | 2.6868 | 2.6868 | 2.6868 | 2.6868 | 2.6868
| RTPeHA | 124.2123 | 124.2123 | 124.2123 | 124.2123 | 124.2123 | 124.2123 | 124.2123 | 124.2123 | 124.2123 | 124.2123 | 124.2123 | 124.2123 | 124.2123 | 124.2123 | 124.2123 | 124.2123 | 124.2123 | 124.2123 | 124.2123 | 124.2123
| Temp Check | 29.0101 | 29.0101 | 29.0101 | 29.0101 | 29.0101 | 29.0101 | 29.0101 | 29.0101 | 29.0101 | 29.0101 | 29.0101 | 29.0101 | 29.0101 | 29.0101 | 29.0101 | 29.0101 | 29.0101 | 29.0101 | 29.0101 | 29.0101
Energy Storage |  | 0 | 0 | 812.25 | 825.25 | 825.25 | 825.25 | 825.25 | 825.25 | 825.25 | 825.25 | 825.25 | 825.25 | 825.25 | 825.25 | 825.25 | 825.25 | 825.25 | 825.25 | 825.25 | 825.25
| 2019 IRP BESS DEMO | 0 | 0 | 0 | 0 | 0 | 0 | 0 | 0 | 0 | 0 | 0 | 0 | 0 | 0 | 0 | 0 | 0 | 0 | 0 | 0
| 2019 IRP BESS DEMO - FORT STEWART 4 HR BESS | 0 | 0 | 0 | 13 | 13 | 13 | 13 | 13 | 13 | 13 | 13 | 13 | 13 | 13 | 13 | 13 | 13 | 13 | 13 | 13
| 2022 IRP MCGRAU FORD 2 HR BATTERY | 0 | 0 | 265 | 265 | 265 | 265 | 265 | 265 | 265 | 265 | 265 | 265 | 265 | 265 | 265 | 265 | 265 | 265 | 265 | 265
| 2023 IRP UPDATE - HAMMOND | 0 | 0 | 57.5 | 57.5 | 57.5 | 57.5 | 57.5 | 57.5 | 57.5 | 57.5 | 57.5 | 57.5 | 57.5 | 57.5 | 57.5 | 57.5 | 57.5 | 57.5 | 57.5 | 57.5
| 2023 IRP Update - MCGRAU FORD PHASE 2 | 0 | 0 | 265 | 265 | 265 | 265 | 265 | 265 | 265 | 265 | 265 | 265 | 265 | 265 | 265 | 265 | 265 | 265 | 265 | 265
| 2023 IRP UPDATE - MOODY AFB | 0 | 0 | 44.55 | 44.55 | 44.55 | 44.55 | 44.55 | 44.55 | 44.55 | 44.55 | 44.55 | 44.55 | 44.55 | 44.55 | 44.55 | 44.55 | 44.55 | 44.55 | 44.55 | 44.55
| 2023 IRP UPDATE - ROBINS AFB | 0 | 0 | 115.2 | 115.2 | 115.2 | 115.2 | 115.2 | 115.2 | 115.2 | 115.2 | 115.2 | 115.2 | 115.2 | 115.2 | 115.2 | 115.2 | 115.2 | 115.2 | 115.2 | 115.2
| MOSSY BRANCH | 0 | 0 | 65 | 65 | 65 | 65 | 65 | 65 | 65 | 65 | 65 | 65 | 65 | 65 | 65 | 65 | 65 | 65 | 65 | 65

## B2025 Summer MG0
Table 4.6.1d - Georgia Power Territorial Base Case Load vs. Existing Capability MG0 (Summer)
| Year | 2025 | 2026 | 2027 | 2028 | 2029 | 2030 | 2031 | 2032 | 2033 | 2034 | 2035 | 2036 | 2037 | 2038 | 2039 | 2040 | 2041 | 2042 | 2043 | 2044
| Peak Demand (MW), (A) | 17802.1122 | 18770.3022 | 20551.6604 | 22730.0321 | 24621.456 | 25840.7159 | 26553.7628 | 26894.9792 | 27267.6039 | 27550.038 | 27789.827 | 27938.7182 | 28205.5629 | 28411.8354 | 28675.1422 | 28839.0773 | 29218.8566 | 29618.9757 | 30030.3379 | 30513.9138
| Owned Generating Capacity (MW) | 13867.7745 | 14707.6045 | 16028.3395 | 16751.3395 | 16751.6375 | 16757.5375 | 16677.9875 | 16677.9875 | 16677.9875 | 16677.9875 | 16210.3115 | 12366.0185 | 12366.0185 | 12366.0185 | 11717.5875 | 11717.5875 | 11717.5875 | 11717.5875 | 11717.5875 | 11717.5875
| Purchased Generating Capacity (MW), (B) | 7410.4293 | 7522.4793 | 7521.9293 | 7446.0713 | 6981.0713 | 5701.4993 | 5915.2493 | 5915.2493 | 5859.4799 | 5844.9984 | 4127.9624 | 3999.8033 | 3841.2858 | 3616.9772 | 3616.6652 | 3307.6652 | 3255.6512 | 3245.9618 | 3240.6983 | 3237.8708
| Dispatchable DSOs (MW), (C) | 728.6535 | 735.1331 | 739.455 | 738.6366 | 741.9227 | 745.6829 | 751.1857 | 754.3047 | 758.6337 | 763.0147 | 766.1319 | 770.3192 | 776.6281 | 782.7856 | 789.1233 | 803.0179 | 813.3633 | 824.3544 | 835.4639 | 846.1415
| Total Capacity (MW) | 22006.8573 | 22965.2169 | 24289.7238 | 24936.0474 | 24474.6315 | 23204.7197 | 23344.4225 | 23347.5415 | 23296.1011 | 23286.0006 | 21104.4058 | 17136.141 | 16983.9324 | 16765.7812 | 16123.3759 | 15828.2705 | 15786.602 | 15787.9037 | 15793.7497 | 15801.5998
| Capacity Required to Meet GPC Target (MW), (D) | -897.8782 | -708.1997 | 79.5514 | 2132.0795 | 4845.9033 | 7567.7744 | 8277.2056 | 8680.4252 | 9175.6069 | 9522.0449 | 11989.193 | 16134.7654 | 16604.7468 | 17068.5382 | 18024.5032 | 18514.8312 | 19008.761 | 19483.9423 | 19967.9683 | 20535.986
| GPC Reserve Margin (%) | 23.62% | 22.35% | 18.19% | 9.705% | -0.5963% | -10.2% | -12.09% | -13.19% | -14.56% | -15.48% | -24.06% | -38.67% | -39.79% | -40.99% | -43.77% | -45.12% | -45.97% | -46.7% | -47.41% | -48.22%
|  | Notes | (A) Territorial Load requirements less non-dispatchable DSOs
(B) Includes territorial and imported power purchases. Capacity does not include the Winter 2027/2028 BESS Request for Proposals (RFP) approved in the 2023 Integrated Resource Plan (IRP) Update to show total procurement needs.
(C) Values stated in combustion turbine equivalence terms
(D) Does not consider planning reserve sharing. Reflects GPC's Target Reserve Margin, resulting from a System Target Reserve Margin of 19.5% (2025-2027) and 20% (2028 and beyond).
Existing Capability
|  | 2025 | 2026 | 2027 | 2028 | 2029 | 2030 | 2031 | 2032 | 2033 | 2034 | 2035 | 2036 | 2037 | 2038 | 2039 | 2040 | 2041 | 2042 | 2043 | 2044
Owned Generating Capacity (MW) |  | 13867.7745 | 14707.6045 | 16028.3395 | 16751.3395 | 16751.6375 | 16757.5375 | 16677.9875 | 16677.9875 | 16677.9875 | 16677.9875 | 16210.3115 | 12366.0185 | 12366.0185 | 12366.0185 | 11717.5875 | 11717.5875 | 11717.5875 | 11717.5875 | 11717.5875 | 11717.5875
Nuclear |  | 2980.3364 | 2980.3364 | 2980.3364 | 2980.3364 | 2980.3364 | 2980.3364 | 2980.3364 | 2980.3364 | 2980.3364 | 2980.3364 | 2980.3364 | 2980.3364 | 2980.3364 | 2980.3364 | 2980.3364 | 2980.3364 | 2980.3364 | 2980.3364 | 2980.3364 | 2980.3364
| HATCH 1 | 438.876 | 438.876 | 438.876 | 438.876 | 438.876 | 438.876 | 438.876 | 438.876 | 438.876 | 438.876 | 438.876 | 438.876 | 438.876 | 438.876 | 438.876 | 438.876 | 438.876 | 438.876 | 438.876 | 438.876
| HATCH 2 | 442.383 | 442.383 | 442.383 | 442.383 | 442.383 | 442.383 | 442.383 | 442.383 | 442.383 | 442.383 | 442.383 | 442.383 | 442.383 | 442.383 | 442.383 | 442.383 | 442.383 | 442.383 | 442.383 | 442.383
| VOGTLE 1 | 538.6013 | 538.6013 | 538.6013 | 538.6013 | 538.6013 | 538.6013 | 538.6013 | 538.6013 | 538.6013 | 538.6013 | 538.6013 | 538.6013 | 538.6013 | 538.6013 | 538.6013 | 538.6013 | 538.6013 | 538.6013 | 538.6013 | 538.6013
| VOGTLE 2 | 539.538 | 539.538 | 539.538 | 539.538 | 539.538 | 539.538 | 539.538 | 539.538 | 539.538 | 539.538 | 539.538 | 539.538 | 539.538 | 539.538 | 539.538 | 539.538 | 539.538 | 539.538 | 539.538 | 539.538
| VOGTLE 3 | 510.469 | 510.469 | 510.469 | 510.469 | 510.469 | 510.469 | 510.469 | 510.469 | 510.469 | 510.469 | 510.469 | 510.469 | 510.469 | 510.469 | 510.469 | 510.469 | 510.469 | 510.469 | 510.469 | 510.469
| VOGTLE 4 | 510.469 | 510.469 | 510.469 | 510.469 | 510.469 | 510.469 | 510.469 | 510.469 | 510.469 | 510.469 | 510.469 | 510.469 | 510.469 | 510.469 | 510.469 | 510.469 | 510.469 | 510.469 | 510.469 | 510.469
Coal |  | 3923.843 | 3923.843 | 3923.843 | 3923.843 | 3923.843 | 3923.843 | 3844.293 | 3844.293 | 3844.293 | 3844.293 | 3844.293 | 0 | 0 | 0 | 0 | 0 | 0 | 0 | 0 | 0
| BOWEN 1 | 714 | 714 | 714 | 714 | 714 | 714 | 714 | 714 | 714 | 714 | 714 | 0 | 0 | 0 | 0 | 0 | 0 | 0 | 0 | 0
| BOWEN 2 | 705 | 705 | 705 | 705 | 705 | 705 | 705 | 705 | 705 | 705 | 705 | 0 | 0 | 0 | 0 | 0 | 0 | 0 | 0 | 0
| BOWEN 3 | 910 | 910 | 910 | 910 | 910 | 910 | 910 | 910 | 910 | 910 | 910 | 0 | 0 | 0 | 0 | 0 | 0 | 0 | 0 | 0
| BOWEN 4 | 910 | 910 | 910 | 910 | 910 | 910 | 910 | 910 | 910 | 910 | 910 | 0 | 0 | 0 | 0 | 0 | 0 | 0 | 0 | 0
| SCHERER 1 | 75.18 | 75.18 | 75.18 | 75.18 | 75.18 | 75.18 | 75.18 | 75.18 | 75.18 | 75.18 | 75.18 | 0 | 0 | 0 | 0 | 0 | 0 | 0 | 0 | 0
| SCHERER 2 | 72.24 | 72.24 | 72.24 | 72.24 | 72.24 | 72.24 | 72.24 | 72.24 | 72.24 | 72.24 | 72.24 | 0 | 0 | 0 | 0 | 0 | 0 | 0 | 0 | 0
| SCHERER 3 | 537.423 | 537.423 | 537.423 | 537.423 | 537.423 | 537.423 | 457.873 | 457.873 | 457.873 | 457.873 | 457.873 | 0 | 0 | 0 | 0 | 0 | 0 | 0 | 0 | 0
| WANSLEY 1 | 0 | 0 | 0 | 0 | 0 | 0 | 0 | 0 | 0 | 0 | 0 | 0 | 0 | 0 | 0 | 0 | 0 | 0 | 0 | 0
| WANSLEY 2 | 0 | 0 | 0 | 0 | 0 | 0 | 0 | 0 | 0 | 0 | 0 | 0 | 0 | 0 | 0 | 0 | 0 | 0 | 0 | 0
Combined Cycle |  | 3885.2 | 3885.2 | 3885.2 | 3885.2 | 3885.2 | 3885.2 | 3885.2 | 3885.2 | 3885.2 | 3885.2 | 3885.2 | 3885.2 | 3885.2 | 3885.2 | 3885.2 | 3885.2 | 3885.2 | 3885.2 | 3885.2 | 3885.2
| MCDONOUGH 4 | 855 | 855 | 855 | 855 | 855 | 855 | 855 | 855 | 855 | 855 | 855 | 855 | 855 | 855 | 855 | 855 | 855 | 855 | 855 | 855
| MCDONOUGH 5 | 850 | 850 | 850 | 850 | 850 | 850 | 850 | 850 | 850 | 850 | 850 | 850 | 850 | 850 | 850 | 850 | 850 | 850 | 850 | 850
| MCDONOUGH 6 | 840 | 840 | 840 | 840 | 840 | 840 | 840 | 840 | 840 | 840 | 840 | 840 | 840 | 840 | 840 | 840 | 840 | 840 | 840 | 840
| MCINTOSH 10 | 670.1 | 670.1 | 670.1 | 670.1 | 670.1 | 670.1 | 670.1 | 670.1 | 670.1 | 670.1 | 670.1 | 670.1 | 670.1 | 670.1 | 670.1 | 670.1 | 670.1 | 670.1 | 670.1 | 670.1
| MCINTOSH 11 | 670.1 | 670.1 | 670.1 | 670.1 | 670.1 | 670.1 | 670.1 | 670.1 | 670.1 | 670.1 | 670.1 | 670.1 | 670.1 | 670.1 | 670.1 | 670.1 | 670.1 | 670.1 | 670.1 | 670.1
Oil/Gas Steam |  | 1108.107 | 1108.107 | 1108.107 | 1108.107 | 1108.107 | 1108.107 | 1108.107 | 1108.107 | 1108.107 | 1108.107 | 648.431 | 648.431 | 648.431 | 648.431 | 0 | 0 | 0 | 0 | 0 | 0
| GASTON 1 GAS | 127 | 127 | 127 | 127 | 127 | 127 | 127 | 127 | 127 | 127 | 0 | 0 | 0 | 0 | 0 | 0 | 0 | 0 | 0 | 0
| GASTON 2 GAS | 128 | 128 | 128 | 128 | 128 | 128 | 128 | 128 | 128 | 128 | 0 | 0 | 0 | 0 | 0 | 0 | 0 | 0 | 0 | 0
| GASTON 3 GAS | 102.027 | 102.027 | 102.027 | 102.027 | 102.027 | 102.027 | 102.027 | 102.027 | 102.027 | 102.027 | 0 | 0 | 0 | 0 | 0 | 0 | 0 | 0 | 0 | 0
| GASTON 4 GAS | 102.649 | 102.649 | 102.649 | 102.649 | 102.649 | 102.649 | 102.649 | 102.649 | 102.649 | 102.649 | 0 | 0 | 0 | 0 | 0 | 0 | 0 | 0 | 0 | 0
| YATES 6 GAS | 322.749 | 322.749 | 322.749 | 322.749 | 322.749 | 322.749 | 322.749 | 322.749 | 322.749 | 322.749 | 322.749 | 322.749 | 322.749 | 322.749 | 0 | 0 | 0 | 0 | 0 | 0
| YATES 7 GAS | 325.682 | 325.682 | 325.682 | 325.682 | 325.682 | 325.682 | 325.682 | 325.682 | 325.682 | 325.682 | 325.682 | 325.682 | 325.682 | 325.682 | 0 | 0 | 0 | 0 | 0 | 0
Combustion Turbine |  | 1491.377 | 1491.377 | 2091.377 | 2814.377 | 2814.675 | 2814.675 | 2814.675 | 2814.675 | 2814.675 | 2814.675 | 2806.675 | 2806.675 | 2806.675 | 2806.675 | 2806.675 | 2806.675 | 2806.675 | 2806.675 | 2806.675 | 2806.675
| GASTON A | 7.702 | 7.702 | 7.702 | 7.702 | 8 | 8 | 8 | 8 | 8 | 8 | 0 | 0 | 0 | 0 | 0 | 0 | 0 | 0 | 0 | 0
| MCDONOUGH 3A | 0 | 0 | 0 | 0 | 0 | 0 | 0 | 0 | 0 | 0 | 0 | 0 | 0 | 0 | 0 | 0 | 0 | 0 | 0 | 0
| MCDONOUGH 3B | 0 | 0 | 0 | 0 | 0 | 0 | 0 | 0 | 0 | 0 | 0 | 0 | 0 | 0 | 0 | 0 | 0 | 0 | 0 | 0
| MCINTOSH 1A | 82.2 | 82.2 | 82.2 | 82.2 | 82.2 | 82.2 | 82.2 | 82.2 | 82.2 | 82.2 | 82.2 | 82.2 | 82.2 | 82.2 | 82.2 | 82.2 | 82.2 | 82.2 | 82.2 | 82.2
| MCINTOSH 2A | 82.2 | 82.2 | 82.2 | 82.2 | 82.2 | 82.2 | 82.2 | 82.2 | 82.2 | 82.2 | 82.2 | 82.2 | 82.2 | 82.2 | 82.2 | 82.2 | 82.2 | 82.2 | 82.2 | 82.2
| MCINTOSH 3A | 82.2 | 82.2 | 82.2 | 82.2 | 82.2 | 82.2 | 82.2 | 82.2 | 82.2 | 82.2 | 82.2 | 82.2 | 82.2 | 82.2 | 82.2 | 82.2 | 82.2 | 82.2 | 82.2 | 82.2
| MCINTOSH 4A | 82.2 | 82.2 | 82.2 | 82.2 | 82.2 | 82.2 | 82.2 | 82.2 | 82.2 | 82.2 | 82.2 | 82.2 | 82.2 | 82.2 | 82.2 | 82.2 | 82.2 | 82.2 | 82.2 | 82.2
| MCINTOSH 5A | 82.2 | 82.2 | 82.2 | 82.2 | 82.2 | 82.2 | 82.2 | 82.2 | 82.2 | 82.2 | 82.2 | 82.2 | 82.2 | 82.2 | 82.2 | 82.2 | 82.2 | 82.2 | 82.2 | 82.2
| MCINTOSH 6A | 82.2 | 82.2 | 82.2 | 82.2 | 82.2 | 82.2 | 82.2 | 82.2 | 82.2 | 82.2 | 82.2 | 82.2 | 82.2 | 82.2 | 82.2 | 82.2 | 82.2 | 82.2 | 82.2 | 82.2
| MCINTOSH 7A | 82.2 | 82.2 | 82.2 | 82.2 | 82.2 | 82.2 | 82.2 | 82.2 | 82.2 | 82.2 | 82.2 | 82.2 | 82.2 | 82.2 | 82.2 | 82.2 | 82.2 | 82.2 | 82.2 | 82.2
| MCINTOSH 8A | 82.2 | 82.2 | 82.2 | 82.2 | 82.2 | 82.2 | 82.2 | 82.2 | 82.2 | 82.2 | 82.2 | 82.2 | 82.2 | 82.2 | 82.2 | 82.2 | 82.2 | 82.2 | 82.2 | 82.2
| MCMANUS 3A | 44.428 | 44.428 | 44.428 | 44.428 | 44.428 | 44.428 | 44.428 | 44.428 | 44.428 | 44.428 | 44.428 | 44.428 | 44.428 | 44.428 | 44.428 | 44.428 | 44.428 | 44.428 | 44.428 | 44.428
| MCMANUS 3B | 44.428 | 44.428 | 44.428 | 44.428 | 44.428 | 44.428 | 44.428 | 44.428 | 44.428 | 44.428 | 44.428 | 44.428 | 44.428 | 44.428 | 44.428 | 44.428 | 44.428 | 44.428 | 44.428 | 44.428
| MCMANUS 3C | 44.428 | 44.428 | 44.428 | 44.428 | 44.428 | 44.428 | 44.428 | 44.428 | 44.428 | 44.428 | 44.428 | 44.428 | 44.428 | 44.428 | 44.428 | 44.428 | 44.428 | 44.428 | 44.428 | 44.428
| MCMANUS 4A | 44.391 | 44.391 | 44.391 | 44.391 | 44.391 | 44.391 | 44.391 | 44.391 | 44.391 | 44.391 | 44.391 | 44.391 | 44.391 | 44.391 | 44.391 | 44.391 | 44.391 | 44.391 | 44.391 | 44.391
| MCMANUS 4B | 44.391 | 44.391 | 44.391 | 44.391 | 44.391 | 44.391 | 44.391 | 44.391 | 44.391 | 44.391 | 44.391 | 44.391 | 44.391 | 44.391 | 44.391 | 44.391 | 44.391 | 44.391 | 44.391 | 44.391
| MCMANUS 4C | 44.391 | 44.391 | 44.391 | 44.391 | 44.391 | 44.391 | 44.391 | 44.391 | 44.391 | 44.391 | 44.391 | 44.391 | 44.391 | 44.391 | 44.391 | 44.391 | 44.391 | 44.391 | 44.391 | 44.391
| MCMANUS 4D | 44.391 | 44.391 | 44.391 | 44.391 | 44.391 | 44.391 | 44.391 | 44.391 | 44.391 | 44.391 | 44.391 | 44.391 | 44.391 | 44.391 | 44.391 | 44.391 | 44.391 | 44.391 | 44.391 | 44.391
| MCMANUS 4E | 44.391 | 44.391 | 44.391 | 44.391 | 44.391 | 44.391 | 44.391 | 44.391 | 44.391 | 44.391 | 44.391 | 44.391 | 44.391 | 44.391 | 44.391 | 44.391 | 44.391 | 44.391 | 44.391 | 44.391
| MCMANUS 4F | 44.391 | 44.391 | 44.391 | 44.391 | 44.391 | 44.391 | 44.391 | 44.391 | 44.391 | 44.391 | 44.391 | 44.391 | 44.391 | 44.391 | 44.391 | 44.391 | 44.391 | 44.391 | 44.391 | 44.391
| MCMANUS DIESEL | 0 | 0 | 0 | 0 | 0 | 0 | 0 | 0 | 0 | 0 | 0 | 0 | 0 | 0 | 0 | 0 | 0 | 0 | 0 | 0
| WANSLEY 5A | 0 | 0 | 0 | 0 | 0 | 0 | 0 | 0 | 0 | 0 | 0 | 0 | 0 | 0 | 0 | 0 | 0 | 0 | 0 | 0
| WARNER ROBINS 1 | 80 | 80 | 80 | 80 | 80 | 80 | 80 | 80 | 80 | 80 | 80 | 80 | 80 | 80 | 80 | 80 | 80 | 80 | 80 | 80
| WARNER ROBINS 2 | 80 | 80 | 80 | 80 | 80 | 80 | 80 | 80 | 80 | 80 | 80 | 80 | 80 | 80 | 80 | 80 | 80 | 80 | 80 | 80
| WILSON 1A | 54.533 | 54.533 | 54.533 | 54.533 | 54.533 | 54.533 | 54.533 | 54.533 | 54.533 | 54.533 | 54.533 | 54.533 | 54.533 | 54.533 | 54.533 | 54.533 | 54.533 | 54.533 | 54.533 | 54.533
| WILSON 1B | 53.996 | 53.996 | 53.996 | 53.996 | 53.996 | 53.996 | 53.996 | 53.996 | 53.996 | 53.996 | 53.996 | 53.996 | 53.996 | 53.996 | 53.996 | 53.996 | 53.996 | 53.996 | 53.996 | 53.996
| WILSON 1C | 38.247 | 38.247 | 38.247 | 38.247 | 38.247 | 38.247 | 38.247 | 38.247 | 38.247 | 38.247 | 38.247 | 38.247 | 38.247 | 38.247 | 38.247 | 38.247 | 38.247 | 38.247 | 38.247 | 38.247
| WILSON 1D | 24.533 | 24.533 | 24.533 | 24.533 | 24.533 | 24.533 | 24.533 | 24.533 | 24.533 | 24.533 | 24.533 | 24.533 | 24.533 | 24.533 | 24.533 | 24.533 | 24.533 | 24.533 | 24.533 | 24.533
| WILSON 1E | 52.068 | 52.068 | 52.068 | 52.068 | 52.068 | 52.068 | 52.068 | 52.068 | 52.068 | 52.068 | 52.068 | 52.068 | 52.068 | 52.068 | 52.068 | 52.068 | 52.068 | 52.068 | 52.068 | 52.068
| WILSON 1F | 43.068 | 43.068 | 43.068 | 43.068 | 43.068 | 43.068 | 43.068 | 43.068 | 43.068 | 43.068 | 43.068 | 43.068 | 43.068 | 43.068 | 43.068 | 43.068 | 43.068 | 43.068 | 43.068 | 43.068
| WILSON DIESEL | 0 | 0 | 0 | 0 | 0 | 0 | 0 | 0 | 0 | 0 | 0 | 0 | 0 | 0 | 0 | 0 | 0 | 0 | 0 | 0
| YATES 10 | 0 | 0 | 0 | 441 | 441 | 441 | 441 | 441 | 441 | 441 | 441 | 441 | 441 | 441 | 441 | 441 | 441 | 441 | 441 | 441
| YATES 8 | 0 | 0 | 300 | 441 | 441 | 441 | 441 | 441 | 441 | 441 | 441 | 441 | 441 | 441 | 441 | 441 | 441 | 441 | 441 | 441
| YATES 9 | 0 | 0 | 300 | 441 | 441 | 441 | 441 | 441 | 441 | 441 | 441 | 441 | 441 | 441 | 441 | 441 | 441 | 441 | 441 | 441
Pump Storage |  | 403.2219 | 403.2219 | 403.2219 | 403.2219 | 403.2219 | 403.2219 | 403.2219 | 403.2219 | 403.2219 | 403.2219 | 403.2219 | 403.2219 | 403.2219 | 403.2219 | 403.2219 | 403.2219 | 403.2219 | 403.2219 | 403.2219 | 403.2219
| ROCKY MTN 1 PS | 63.3806 | 63.3806 | 63.3806 | 63.3806 | 63.3806 | 63.3806 | 63.3806 | 63.3806 | 63.3806 | 63.3806 | 63.3806 | 63.3806 | 63.3806 | 63.3806 | 63.3806 | 63.3806 | 63.3806 | 63.3806 | 63.3806 | 63.3806
| ROCKY MTN 2 PS | 63.3806 | 63.3806 | 63.3806 | 63.3806 | 63.3806 | 63.3806 | 63.3806 | 63.3806 | 63.3806 | 63.3806 | 63.3806 | 63.3806 | 63.3806 | 63.3806 | 63.3806 | 63.3806 | 63.3806 | 63.3806 | 63.3806 | 63.3806
| ROCKY MTN 3 PS | 63.3806 | 63.3806 | 63.3806 | 63.3806 | 63.3806 | 63.3806 | 63.3806 | 63.3806 | 63.3806 | 63.3806 | 63.3806 | 63.3806 | 63.3806 | 63.3806 | 63.3806 | 63.3806 | 63.3806 | 63.3806 | 63.3806 | 63.3806
| WALLACE DAM 1 PS | 53.27 | 53.27 | 53.27 | 53.27 | 53.27 | 53.27 | 53.27 | 53.27 | 53.27 | 53.27 | 53.27 | 53.27 | 53.27 | 53.27 | 53.27 | 53.27 | 53.27 | 53.27 | 53.27 | 53.27
| WALLACE DAM 2 PS | 53.27 | 53.27 | 53.27 | 53.27 | 53.27 | 53.27 | 53.27 | 53.27 | 53.27 | 53.27 | 53.27 | 53.27 | 53.27 | 53.27 | 53.27 | 53.27 | 53.27 | 53.27 | 53.27 | 53.27
| WALLACE DAM 5 PS | 53.27 | 53.27 | 53.27 | 53.27 | 53.27 | 53.27 | 53.27 | 53.27 | 53.27 | 53.27 | 53.27 | 53.27 | 53.27 | 53.27 | 53.27 | 53.27 | 53.27 | 53.27 | 53.27 | 53.27
| WALLACE DAM 6 PS | 53.27 | 53.27 | 53.27 | 53.27 | 53.27 | 53.27 | 53.27 | 53.27 | 53.27 | 53.27 | 53.27 | 53.27 | 53.27 | 53.27 | 53.27 | 53.27 | 53.27 | 53.27 | 53.27 | 53.27
Hydro |  | 687.57 | 687.57 | 693.48 | 693.48 | 693.48 | 693.48 | 693.48 | 693.48 | 693.48 | 693.48 | 693.48 | 693.48 | 693.48 | 693.48 | 693.48 | 693.48 | 693.48 | 693.48 | 693.48 | 693.48
| BARTLETT'S FERRY 1 HY | 16.41 | 16.41 | 16.41 | 16.41 | 16.41 | 16.41 | 16.41 | 16.41 | 16.41 | 16.41 | 16.41 | 16.41 | 16.41 | 16.41 | 16.41 | 16.41 | 16.41 | 16.41 | 16.41 | 16.41
| BARTLETT'S FERRY 2 HY | 16.41 | 16.41 | 16.41 | 16.41 | 16.41 | 16.41 | 16.41 | 16.41 | 16.41 | 16.41 | 16.41 | 16.41 | 16.41 | 16.41 | 16.41 | 16.41 | 16.41 | 16.41 | 16.41 | 16.41
| BARTLETT'S FERRY 3 HY | 16.41 | 16.41 | 16.41 | 16.41 | 16.41 | 16.41 | 16.41 | 16.41 | 16.41 | 16.41 | 16.41 | 16.41 | 16.41 | 16.41 | 16.41 | 16.41 | 16.41 | 16.41 | 16.41 | 16.41
| BARTLETT'S FERRY 4 HY | 21.88 | 21.88 | 21.88 | 21.88 | 21.88 | 21.88 | 21.88 | 21.88 | 21.88 | 21.88 | 21.88 | 21.88 | 21.88 | 21.88 | 21.88 | 21.88 | 21.88 | 21.88 | 21.88 | 21.88
| BARTLETT'S FERRY 5 HY | 59.09 | 59.09 | 59.09 | 59.09 | 59.09 | 59.09 | 59.09 | 59.09 | 59.09 | 59.09 | 59.09 | 59.09 | 59.09 | 59.09 | 59.09 | 59.09 | 59.09 | 59.09 | 59.09 | 59.09
| BARTLETT'S FERRY 6 HY | 59.09 | 59.09 | 59.09 | 59.09 | 59.09 | 59.09 | 59.09 | 59.09 | 59.09 | 59.09 | 59.09 | 59.09 | 59.09 | 59.09 | 59.09 | 59.09 | 59.09 | 59.09 | 59.09 | 59.09
| BURTON 1 HY | 4.75 | 4.75 | 4.75 | 4.75 | 4.75 | 4.75 | 4.75 | 4.75 | 4.75 | 4.75 | 4.75 | 4.75 | 4.75 | 4.75 | 4.75 | 4.75 | 4.75 | 4.75 | 4.75 | 4.75
| BURTON 2 HY | 4.75 | 4.75 | 4.75 | 4.75 | 4.75 | 4.75 | 4.75 | 4.75 | 4.75 | 4.75 | 4.75 | 4.75 | 4.75 | 4.75 | 4.75 | 4.75 | 4.75 | 4.75 | 4.75 | 4.75
| ESTATOAH 1 HY | 0 | 0 | 0 | 0 | 0 | 0 | 0 | 0 | 0 | 0 | 0 | 0 | 0 | 0 | 0 | 0 | 0 | 0 | 0 | 0
| FLINT RIVER 1 HY | 2.13 | 2.13 | 2.13 | 2.13 | 2.13 | 2.13 | 2.13 | 2.13 | 2.13 | 2.13 | 2.13 | 2.13 | 2.13 | 2.13 | 2.13 | 2.13 | 2.13 | 2.13 | 2.13 | 2.13
| FLINT RIVER 2 HY | 2.13 | 2.13 | 2.13 | 2.13 | 2.13 | 2.13 | 2.13 | 2.13 | 2.13 | 2.13 | 2.13 | 2.13 | 2.13 | 2.13 | 2.13 | 2.13 | 2.13 | 2.13 | 2.13 | 2.13
| FLINT RIVER 3 HY | 2.13 | 2.13 | 2.13 | 2.13 | 2.13 | 2.13 | 2.13 | 2.13 | 2.13 | 2.13 | 2.13 | 2.13 | 2.13 | 2.13 | 2.13 | 2.13 | 2.13 | 2.13 | 2.13 | 2.13
| GOAT ROCK 3 HY | 5.01 | 5.01 | 5.01 | 5.01 | 5.01 | 5.01 | 5.01 | 5.01 | 5.01 | 5.01 | 5.01 | 5.01 | 5.01 | 5.01 | 5.01 | 5.01 | 5.01 | 5.01 | 5.01 | 5.01
| GOAT ROCK 4 HY | 0 | 0 | 0 | 0 | 0 | 0 | 0 | 0 | 0 | 0 | 0 | 0 | 0 | 0 | 0 | 0 | 0 | 0 | 0 | 0
| GOAT ROCK 5 HY | 0 | 0 | 0 | 0 | 0 | 0 | 0 | 0 | 0 | 0 | 0 | 0 | 0 | 0 | 0 | 0 | 0 | 0 | 0 | 0
| GOAT ROCK 6 HY | 5.01 | 5.01 | 5.01 | 5.01 | 5.01 | 5.01 | 5.01 | 5.01 | 5.01 | 5.01 | 5.01 | 5.01 | 5.01 | 5.01 | 5.01 | 5.01 | 5.01 | 5.01 | 5.01 | 5.01
| GOAT ROCK 7 HY | 9.32 | 9.32 | 9.32 | 9.32 | 9.32 | 9.32 | 9.32 | 9.32 | 9.32 | 9.32 | 9.32 | 9.32 | 9.32 | 9.32 | 9.32 | 9.32 | 9.32 | 9.32 | 9.32 | 9.32
| GOAT ROCK 8 HY | 9.32 | 9.32 | 9.32 | 9.32 | 9.32 | 9.32 | 9.32 | 9.32 | 9.32 | 9.32 | 9.32 | 9.32 | 9.32 | 9.32 | 9.32 | 9.32 | 9.32 | 9.32 | 9.32 | 9.32
| LANGDALE 5 HY | 0 | 0 | 0 | 0 | 0 | 0 | 0 | 0 | 0 | 0 | 0 | 0 | 0 | 0 | 0 | 0 | 0 | 0 | 0 | 0
| LANGDALE 6 HY | 0 | 0 | 0 | 0 | 0 | 0 | 0 | 0 | 0 | 0 | 0 | 0 | 0 | 0 | 0 | 0 | 0 | 0 | 0 | 0
| LLOYD SHOALS 1 HY | 3.75 | 3.75 | 3.75 | 3.75 | 3.75 | 3.75 | 3.75 | 3.75 | 3.75 | 3.75 | 3.75 | 3.75 | 3.75 | 3.75 | 3.75 | 3.75 | 3.75 | 3.75 | 3.75 | 3.75
| LLOYD SHOALS 2 HY | 3.75 | 3.75 | 3.75 | 3.75 | 3.75 | 3.75 | 3.75 | 3.75 | 3.75 | 3.75 | 3.75 | 3.75 | 3.75 | 3.75 | 3.75 | 3.75 | 3.75 | 3.75 | 3.75 | 3.75
| LLOYD SHOALS 3 HY | 3.75 | 3.75 | 3.75 | 3.75 | 3.75 | 3.75 | 3.75 | 3.75 | 3.75 | 3.75 | 3.75 | 3.75 | 3.75 | 3.75 | 3.75 | 3.75 | 3.75 | 3.75 | 3.75 | 3.75
| LLOYD SHOALS 4 HY | 3.75 | 3.75 | 3.75 | 3.75 | 3.75 | 3.75 | 3.75 | 3.75 | 3.75 | 3.75 | 3.75 | 3.75 | 3.75 | 3.75 | 3.75 | 3.75 | 3.75 | 3.75 | 3.75 | 3.75
| LLOYD SHOALS 5 HY | 3.75 | 3.75 | 3.75 | 3.75 | 3.75 | 3.75 | 3.75 | 3.75 | 3.75 | 3.75 | 3.75 | 3.75 | 3.75 | 3.75 | 3.75 | 3.75 | 3.75 | 3.75 | 3.75 | 3.75
| LLOYD SHOALS 6 HY | 3.75 | 3.75 | 3.75 | 3.75 | 3.75 | 3.75 | 3.75 | 3.75 | 3.75 | 3.75 | 3.75 | 3.75 | 3.75 | 3.75 | 3.75 | 3.75 | 3.75 | 3.75 | 3.75 | 3.75
| MORGAN FALLS 1 HY | 1.54 | 1.54 | 1.54 | 1.54 | 1.54 | 1.54 | 1.54 | 1.54 | 1.54 | 1.54 | 1.54 | 1.54 | 1.54 | 1.54 | 1.54 | 1.54 | 1.54 | 1.54 | 1.54 | 1.54
| MORGAN FALLS 2 HY | 1.54 | 1.54 | 1.54 | 1.54 | 1.54 | 1.54 | 1.54 | 1.54 | 1.54 | 1.54 | 1.54 | 1.54 | 1.54 | 1.54 | 1.54 | 1.54 | 1.54 | 1.54 | 1.54 | 1.54
| MORGAN FALLS 3 HY | 0 | 0 | 0 | 0 | 0 | 0 | 0 | 0 | 0 | 0 | 0 | 0 | 0 | 0 | 0 | 0 | 0 | 0 | 0 | 0
| MORGAN FALLS 4 HY | 0 | 0 | 0 | 0 | 0 | 0 | 0 | 0 | 0 | 0 | 0 | 0 | 0 | 0 | 0 | 0 | 0 | 0 | 0 | 0
| MORGAN FALLS 5 HY | 1.54 | 1.54 | 1.54 | 1.54 | 1.54 | 1.54 | 1.54 | 1.54 | 1.54 | 1.54 | 1.54 | 1.54 | 1.54 | 1.54 | 1.54 | 1.54 | 1.54 | 1.54 | 1.54 | 1.54
| MORGAN FALLS 6 HY | 1.54 | 1.54 | 1.54 | 1.54 | 1.54 | 1.54 | 1.54 | 1.54 | 1.54 | 1.54 | 1.54 | 1.54 | 1.54 | 1.54 | 1.54 | 1.54 | 1.54 | 1.54 | 1.54 | 1.54
| MORGAN FALLS 7 HY | 1.54 | 1.54 | 1.54 | 1.54 | 1.54 | 1.54 | 1.54 | 1.54 | 1.54 | 1.54 | 1.54 | 1.54 | 1.54 | 1.54 | 1.54 | 1.54 | 1.54 | 1.54 | 1.54 | 1.54
| NACOOCHEE 1 HY | 3 | 3 | 3 | 3 | 3 | 3 | 3 | 3 | 3 | 3 | 3 | 3 | 3 | 3 | 3 | 3 | 3 | 3 | 3 | 3
| NACOOCHEE 2 HY | 3 | 3 | 3 | 3 | 3 | 3 | 3 | 3 | 3 | 3 | 3 | 3 | 3 | 3 | 3 | 3 | 3 | 3 | 3 | 3
| NORTH HIGHLANDS 1 HY | 10.69 | 10.69 | 10.69 | 10.69 | 10.69 | 10.69 | 10.69 | 10.69 | 10.69 | 10.69 | 10.69 | 10.69 | 10.69 | 10.69 | 10.69 | 10.69 | 10.69 | 10.69 | 10.69 | 10.69
| NORTH HIGHLANDS 2 HY | 10.69 | 10.69 | 10.69 | 10.69 | 10.69 | 10.69 | 10.69 | 10.69 | 10.69 | 10.69 | 10.69 | 10.69 | 10.69 | 10.69 | 10.69 | 10.69 | 10.69 | 10.69 | 10.69 | 10.69
| NORTH HIGHLANDS 3 HY | 10.69 | 10.69 | 10.69 | 10.69 | 10.69 | 10.69 | 10.69 | 10.69 | 10.69 | 10.69 | 10.69 | 10.69 | 10.69 | 10.69 | 10.69 | 10.69 | 10.69 | 10.69 | 10.69 | 10.69
| NORTH HIGHLANDS 4 HY | 2.32 | 2.32 | 2.32 | 2.32 | 2.32 | 2.32 | 2.32 | 2.32 | 2.32 | 2.32 | 2.32 | 2.32 | 2.32 | 2.32 | 2.32 | 2.32 | 2.32 | 2.32 | 2.32 | 2.32
| OLIVER 1 HY | 17.73 | 17.73 | 17.73 | 17.73 | 17.73 | 17.73 | 17.73 | 17.73 | 17.73 | 17.73 | 17.73 | 17.73 | 17.73 | 17.73 | 17.73 | 17.73 | 17.73 | 17.73 | 17.73 | 17.73
| OLIVER 2 HY | 17.73 | 17.73 | 17.73 | 17.73 | 17.73 | 17.73 | 17.73 | 17.73 | 17.73 | 17.73 | 17.73 | 17.73 | 17.73 | 17.73 | 17.73 | 17.73 | 17.73 | 17.73 | 17.73 | 17.73
| OLIVER 3 HY | 17.73 | 17.73 | 17.73 | 17.73 | 17.73 | 17.73 | 17.73 | 17.73 | 17.73 | 17.73 | 17.73 | 17.73 | 17.73 | 17.73 | 17.73 | 17.73 | 17.73 | 17.73 | 17.73 | 17.73
| OLIVER 4 HY | 0 | 0 | 5.91 | 5.91 | 5.91 | 5.91 | 5.91 | 5.91 | 5.91 | 5.91 | 5.91 | 5.91 | 5.91 | 5.91 | 5.91 | 5.91 | 5.91 | 5.91 | 5.91 | 5.91
| RIVERVIEW 1 HY | 0 | 0 | 0 | 0 | 0 | 0 | 0 | 0 | 0 | 0 | 0 | 0 | 0 | 0 | 0 | 0 | 0 | 0 | 0 | 0
| RIVERVIEW 2 HY | 0 | 0 | 0 | 0 | 0 | 0 | 0 | 0 | 0 | 0 | 0 | 0 | 0 | 0 | 0 | 0 | 0 | 0 | 0 | 0
| SINCLAIR 1 HY | 21.9 | 21.9 | 21.9 | 21.9 | 21.9 | 21.9 | 21.9 | 21.9 | 21.9 | 21.9 | 21.9 | 21.9 | 21.9 | 21.9 | 21.9 | 21.9 | 21.9 | 21.9 | 21.9 | 21.9
| SINCLAIR 2 HY | 21.9 | 21.9 | 21.9 | 21.9 | 21.9 | 21.9 | 21.9 | 21.9 | 21.9 | 21.9 | 21.9 | 21.9 | 21.9 | 21.9 | 21.9 | 21.9 | 21.9 | 21.9 | 21.9 | 21.9
| TALLULAH 1 HY | 12.15 | 12.15 | 12.15 | 12.15 | 12.15 | 12.15 | 12.15 | 12.15 | 12.15 | 12.15 | 12.15 | 12.15 | 12.15 | 12.15 | 12.15 | 12.15 | 12.15 | 12.15 | 12.15 | 12.15
| TALLULAH 2 HY | 12.15 | 12.15 | 12.15 | 12.15 | 12.15 | 12.15 | 12.15 | 12.15 | 12.15 | 12.15 | 12.15 | 12.15 | 12.15 | 12.15 | 12.15 | 12.15 | 12.15 | 12.15 | 12.15 | 12.15
| TALLULAH 3 HY | 12.15 | 12.15 | 12.15 | 12.15 | 12.15 | 12.15 | 12.15 | 12.15 | 12.15 | 12.15 | 12.15 | 12.15 | 12.15 | 12.15 | 12.15 | 12.15 | 12.15 | 12.15 | 12.15 | 12.15
| TALLULAH 4 HY | 12.15 | 12.15 | 12.15 | 12.15 | 12.15 | 12.15 | 12.15 | 12.15 | 12.15 | 12.15 | 12.15 | 12.15 | 12.15 | 12.15 | 12.15 | 12.15 | 12.15 | 12.15 | 12.15 | 12.15
| TALLULAH 5 HY | 12.15 | 12.15 | 12.15 | 12.15 | 12.15 | 12.15 | 12.15 | 12.15 | 12.15 | 12.15 | 12.15 | 12.15 | 12.15 | 12.15 | 12.15 | 12.15 | 12.15 | 12.15 | 12.15 | 12.15
| TALLULAH 6 HY | 12.15 | 12.15 | 12.15 | 12.15 | 12.15 | 12.15 | 12.15 | 12.15 | 12.15 | 12.15 | 12.15 | 12.15 | 12.15 | 12.15 | 12.15 | 12.15 | 12.15 | 12.15 | 12.15 | 12.15
| TERRORA 1 HY | 8.7 | 8.7 | 8.7 | 8.7 | 8.7 | 8.7 | 8.7 | 8.7 | 8.7 | 8.7 | 8.7 | 8.7 | 8.7 | 8.7 | 8.7 | 8.7 | 8.7 | 8.7 | 8.7 | 8.7
| TERRORA 2 HY | 8.7 | 8.7 | 8.7 | 8.7 | 8.7 | 8.7 | 8.7 | 8.7 | 8.7 | 8.7 | 8.7 | 8.7 | 8.7 | 8.7 | 8.7 | 8.7 | 8.7 | 8.7 | 8.7 | 8.7
| TUGALO 1 HY | 13.08 | 13.08 | 13.08 | 13.08 | 13.08 | 13.08 | 13.08 | 13.08 | 13.08 | 13.08 | 13.08 | 13.08 | 13.08 | 13.08 | 13.08 | 13.08 | 13.08 | 13.08 | 13.08 | 13.08
| TUGALO 2 HY | 13.08 | 13.08 | 13.08 | 13.08 | 13.08 | 13.08 | 13.08 | 13.08 | 13.08 | 13.08 | 13.08 | 13.08 | 13.08 | 13.08 | 13.08 | 13.08 | 13.08 | 13.08 | 13.08 | 13.08
| TUGALO 3 HY | 13.08 | 13.08 | 13.08 | 13.08 | 13.08 | 13.08 | 13.08 | 13.08 | 13.08 | 13.08 | 13.08 | 13.08 | 13.08 | 13.08 | 13.08 | 13.08 | 13.08 | 13.08 | 13.08 | 13.08
| TUGALO 4 HY | 13.08 | 13.08 | 13.08 | 13.08 | 13.08 | 13.08 | 13.08 | 13.08 | 13.08 | 13.08 | 13.08 | 13.08 | 13.08 | 13.08 | 13.08 | 13.08 | 13.08 | 13.08 | 13.08 | 13.08
| WALLACE DAM 3 HY | 57.41 | 57.41 | 57.41 | 57.41 | 57.41 | 57.41 | 57.41 | 57.41 | 57.41 | 57.41 | 57.41 | 57.41 | 57.41 | 57.41 | 57.41 | 57.41 | 57.41 | 57.41 | 57.41 | 57.41
| WALLACE DAM 4 HY | 57.41 | 57.41 | 57.41 | 57.41 | 57.41 | 57.41 | 57.41 | 57.41 | 57.41 | 57.41 | 57.41 | 57.41 | 57.41 | 57.41 | 57.41 | 57.41 | 57.41 | 57.41 | 57.41 | 57.41
| YONAH 1 HY | 9.57 | 9.57 | 9.57 | 9.57 | 9.57 | 9.57 | 9.57 | 9.57 | 9.57 | 9.57 | 9.57 | 9.57 | 9.57 | 9.57 | 9.57 | 9.57 | 9.57 | 9.57 | 9.57 | 9.57
| YONAH 2 HY | 9.57 | 9.57 | 9.57 | 9.57 | 9.57 | 9.57 | 9.57 | 9.57 | 9.57 | 9.57 | 9.57 | 9.57 | 9.57 | 9.57 | 9.57 | 9.57 | 9.57 | 9.57 | 9.57 | 9.57
| YONAH 3 HY | 9.57 | 9.57 | 9.57 | 9.57 | 9.57 | 9.57 | 9.57 | 9.57 | 9.57 | 9.57 | 9.57 | 9.57 | 9.57 | 9.57 | 9.57 | 9.57 | 9.57 | 9.57 | 9.57 | 9.57
Solar |  | 227.9492 | 227.9492 | 227.9492 | 227.9492 | 227.9492 | 233.8492 | 233.8492 | 233.8492 | 233.8492 | 233.8492 | 233.8492 | 233.8492 | 233.8492 | 233.8492 | 233.8492 | 233.8492 | 233.8492 | 233.8492 | 233.8492 | 233.8492
| COMMUNITY SOLAR - COMER | 1.404 | 1.404 | 1.404 | 1.404 | 1.404 | 1.404 | 1.404 | 1.404 | 1.404 | 1.404 | 1.404 | 1.404 | 1.404 | 1.404 | 1.404 | 1.404 | 1.404 | 1.404 | 1.404 | 1.404
| COMMUNITY SOLAR - GUYTON | 2.34 | 2.34 | 2.34 | 2.34 | 2.34 | 2.34 | 2.34 | 2.34 | 2.34 | 2.34 | 2.34 | 2.34 | 2.34 | 2.34 | 2.34 | 2.34 | 2.34 | 2.34 | 2.34 | 2.34
| COMMUNITY SOLAR - WAYNESBORO | 1.56 | 1.56 | 1.56 | 1.56 | 1.56 | 1.56 | 1.56 | 1.56 | 1.56 | 1.56 | 1.56 | 1.56 | 1.56 | 1.56 | 1.56 | 1.56 | 1.56 | 1.56 | 1.56 | 1.56
| FALCONS | 0.663 | 0.663 | 0.663 | 0.663 | 0.663 | 0.663 | 0.663 | 0.663 | 0.663 | 0.663 | 0.663 | 0.663 | 0.663 | 0.663 | 0.663 | 0.663 | 0.663 | 0.663 | 0.663 | 0.663
| FORT BENNING | 16.5 | 16.5 | 16.5 | 16.5 | 16.5 | 16.5 | 16.5 | 16.5 | 16.5 | 16.5 | 16.5 | 16.5 | 16.5 | 16.5 | 16.5 | 16.5 | 16.5 | 16.5 | 16.5 | 16.5
| FORT GORDON | 16.5 | 16.5 | 16.5 | 16.5 | 16.5 | 16.5 | 16.5 | 16.5 | 16.5 | 16.5 | 16.5 | 16.5 | 16.5 | 16.5 | 16.5 | 16.5 | 16.5 | 16.5 | 16.5 | 16.5
| FORT STEWART SOLAR | 16.5 | 16.5 | 16.5 | 16.5 | 16.5 | 16.5 | 16.5 | 16.5 | 16.5 | 16.5 | 16.5 | 16.5 | 16.5 | 16.5 | 16.5 | 16.5 | 16.5 | 16.5 | 16.5 | 16.5
| FORT VALLEY STATE UNIVERSITY | 7.02 | 7.02 | 7.02 | 7.02 | 7.02 | 7.02 | 7.02 | 7.02 | 7.02 | 7.02 | 7.02 | 7.02 | 7.02 | 7.02 | 7.02 | 7.02 | 7.02 | 7.02 | 7.02 | 7.02
| KINGS BAY SOLAR | 16.588 | 16.588 | 16.588 | 16.588 | 16.588 | 16.588 | 16.588 | 16.588 | 16.588 | 16.588 | 16.588 | 16.588 | 16.588 | 16.588 | 16.588 | 16.588 | 16.588 | 16.588 | 16.588 | 16.588
| MCINTOSH CLOSED ASH POND | 2.5 | 2.5 | 2.5 | 2.5 | 2.5 | 2.5 | 2.5 | 2.5 | 2.5 | 2.5 | 2.5 | 2.5 | 2.5 | 2.5 | 2.5 | 2.5 | 2.5 | 2.5 | 2.5 | 2.5
| MCLB | 17.138 | 17.138 | 17.138 | 17.138 | 17.138 | 17.138 | 17.138 | 17.138 | 17.138 | 17.138 | 17.138 | 17.138 | 17.138 | 17.138 | 17.138 | 17.138 | 17.138 | 17.138 | 17.138 | 17.138
| MOODY AFB | 32.175 | 32.175 | 32.175 | 32.175 | 32.175 | 32.175 | 32.175 | 32.175 | 32.175 | 32.175 | 32.175 | 32.175 | 32.175 | 32.175 | 32.175 | 32.175 | 32.175 | 32.175 | 32.175 | 32.175
| RIGHT OF WAY SOLAR | 0.52 | 0.52 | 0.52 | 0.52 | 0.52 | 0.52 | 0.52 | 0.52 | 0.52 | 0.52 | 0.52 | 0.52 | 0.52 | 0.52 | 0.52 | 0.52 | 0.52 | 0.52 | 0.52 | 0.52
| ROBINS AFB | 96 | 96 | 96 | 96 | 96 | 96 | 96 | 96 | 96 | 96 | 96 | 96 | 96 | 96 | 96 | 96 | 96 | 96 | 96 | 96
| UGA SOLAR | 0.5412 | 0.5412 | 0.5412 | 0.5412 | 0.5412 | 0.5412 | 0.5412 | 0.5412 | 0.5412 | 0.5412 | 0.5412 | 0.5412 | 0.5412 | 0.5412 | 0.5412 | 0.5412 | 0.5412 | 0.5412 | 0.5412 | 0.5412
| Unassigned Self-Build Solar | 0 | 0 | 0 | 0 | 0 | 5.9 | 5.9 | 5.9 | 5.9 | 5.9 | 5.9 | 5.9 | 5.9 | 5.9 | 5.9 | 5.9 | 5.9 | 5.9 | 5.9 | 5.9
System Sales |  | -839.83 | 2e-21 | 2e-21 | 2e-21 | 2e-21 | 2e-21 | 2e-21 | 2e-21 | 2e-21 | 2e-21 | 2e-21 | 2e-21 | 2e-21 | 2e-21 | 2e-21 | 2e-21 | 2e-21 | 2e-21 | 2e-21 | 2e-21
| SYSTEM SALE | -839.83 | 2e-21 | 2e-21 | 2e-21 | 2e-21 | 2e-21 | 2e-21 | 2e-21 | 2e-21 | 2e-21 | 2e-21 | 2e-21 | 2e-21 | 2e-21 | 2e-21 | 2e-21 | 2e-21 | 2e-21 | 2e-21 | 2e-21
Purchased Generating Capacity (MW) |  | 7410.4293 | 7522.4793 | 7521.9293 | 7446.0713 | 6981.0713 | 5701.4993 | 5915.2493 | 5915.2493 | 5859.4799 | 5844.9984 | 4127.9624 | 3999.8033 | 3841.2858 | 3616.9772 | 3616.6652 | 3307.6652 | 3255.6512 | 3245.9618 | 3240.6983 | 3237.8708
| 2019 IRP RENEWABLES - DG S2230 | 1.92 | 1.92 | 1.92 | 1.92 | 1.92 | 1.92 | 1.92 | 1.92 | 1.92 | 1.92 | 1.92 | 1.92 | 1.92 | 1.92 | 1.92 | 1.92 | 1.92 | 1.92 | 1.92 | 1.92
| 2019 IRP RENEWABLES - DG S2330 | 9.01 | 9.01 | 9.01 | 9.01 | 9.01 | 9.01 | 9.01 | 9.01 | 9.01 | 9.01 | 9.01 | 9.01 | 9.01 | 9.01 | 9.01 | 9.01 | 9.01 | 9.01 | 9.01 | 9.01
| 2019 IRP RENEWABLES - DG S2430 | 0.24 | 0.24 | 0.24 | 0.24 | 0.24 | 0.24 | 0.24 | 0.24 | 0.24 | 0.24 | 0.24 | 0.24 | 0.24 | 0.24 | 0.24 | 0.24 | 0.24 | 0.24 | 0.24 | 0.24
| 2019 IRP RENEWABLES - DG W2330 | 9.7384 | 9.7384 | 9.7384 | 9.7384 | 9.7384 | 9.7384 | 9.7384 | 9.7384 | 9.7384 | 9.7384 | 9.7384 | 9.7384 | 9.7384 | 9.7384 | 9.7384 | 9.7384 | 9.7384 | 9.7384 | 9.7384 | 9.7384
| 2019 IRP RENEWABLES - DG W2430 | 9.272 | 9.272 | 9.272 | 9.272 | 9.272 | 9.272 | 9.272 | 9.272 | 9.272 | 9.272 | 9.272 | 9.272 | 9.272 | 9.272 | 9.272 | 9.272 | 9.272 | 9.272 | 9.272 | 9.272
| 2022 IRP BIOMASS - AGE | 0 | 0 | 0 | 0 | 0 | 35 | 35 | 35 | 35 | 35 | 35 | 35 | 35 | 35 | 35 | 35 | 35 | 35 | 35 | 35
| 2022 IRP ESS RFP | 0 | 0 | 0 | 0 | 500 | 500 | 500 | 500 | 500 | 500 | 500 | 500 | 500 | 500 | 500 | 500 | 500 | 500 | 500 | 500
| 2022 IRP SOLAR DG RFP 1 | 19.8 | 19.8 | 19.8 | 19.8 | 19.8 | 19.8 | 19.8 | 19.8 | 19.8 | 19.8 | 19.8 | 19.8 | 19.8 | 19.8 | 19.8 | 19.8 | 19.8 | 19.8 | 19.8 | 19.8
| 2022 IRP SOLAR DG RFP 2 | 0 | 112.05 | 112.05 | 112.05 | 112.05 | 112.05 | 112.05 | 112.05 | 112.05 | 112.05 | 112.05 | 112.05 | 112.05 | 112.05 | 112.05 | 112.05 | 112.05 | 112.05 | 112.05 | 112.05
| 2022 IRP SOLAR US RFP 1 | 0 | 0 | 0 | 0 | 0 | 646.875 | 646.875 | 646.875 | 646.875 | 646.875 | 646.875 | 646.875 | 646.875 | 646.875 | 646.875 | 646.875 | 646.875 | 646.875 | 646.875 | 646.875
| 2022 IRP SOLAR US RFP 2 | 0 | 0 | 0 | 0 | 0 | 0 | 213.75 | 213.75 | 213.75 | 213.75 | 213.75 | 213.75 | 213.75 | 213.75 | 213.75 | 213.75 | 213.75 | 213.75 | 213.75 | 213.75
| 2022/2023 US - FLINT RIVER SOLAR | 90 | 90 | 90 | 90 | 90 | 90 | 90 | 90 | 90 | 90 | 90 | 90 | 90 | 90 | 90 | 90 | 90 | 90 | 90 | 90
| 2022/2023 US - TIMBERLAND SOLAR | 63 | 63 | 63 | 63 | 63 | 63 | 63 | 63 | 63 | 63 | 63 | 63 | 63 | 63 | 63 | 63 | 63 | 63 | 63 | 63
| 2022/2023 US - WADLEY SOLAR | 117 | 117 | 117 | 117 | 117 | 117 | 117 | 117 | 117 | 117 | 117 | 117 | 117 | 117 | 117 | 117 | 117 | 117 | 117 | 117
| 2022/2023 US - WASHINGTON COUNTY SOLAR | 67.5 | 67.5 | 67.5 | 67.5 | 67.5 | 67.5 | 67.5 | 67.5 | 67.5 | 67.5 | 67.5 | 67.5 | 67.5 | 67.5 | 67.5 | 67.5 | 67.5 | 67.5 | 67.5 | 67.5
| 2023 IRP UPDATE BESS RFP | 0 | 0 | 0 | 0 | 0 | 0 | 0 | 0 | 0 | 0 | 0 | 0 | 0 | 0 | 0 | 0 | 0 | 0 | 0 | 0
| ADDISON 1 (WEST GA) | 153.462 | 153.462 | 153.462 | 153.462 | 153.462 | 0 | 0 | 0 | 0 | 0 | 0 | 0 | 0 | 0 | 0 | 0 | 0 | 0 | 0 | 0
| ADDISON 3 (WEST GA) | 148.472 | 148.472 | 148.472 | 148.472 | 148.472 | 0 | 0 | 0 | 0 | 0 | 0 | 0 | 0 | 0 | 0 | 0 | 0 | 0 | 0 | 0
| ALBANY RENEWABLE ENERGY | 49.5 | 49.5 | 49.5 | 49.5 | 49.5 | 49.5 | 49.5 | 49.5 | 49.5 | 49.5 | 49.5 | 49.5 | 0 | 0 | 0 | 0 | 0 | 0 | 0 | 0
| ASI CLASSIC 210 MW - DG S1320 | 0.429 | 0.429 | 0.429 | 0.429 | 0.429 | 0.429 | 0.429 | 0.429 | 0 | 0 | 0 | 0 | 0 | 0 | 0 | 0 | 0 | 0 | 0 | 0
| ASI CLASSIC 210 MW - DG S1420 | 5.1095 | 5.1095 | 5.1095 | 5.1095 | 5.1095 | 5.1095 | 5.1095 | 5.1095 | 5.1095 | 0 | 0 | 0 | 0 | 0 | 0 | 0 | 0 | 0 | 0 | 0
| ASI CLASSIC 210 MW - DG S1520 | 15.7355 | 15.7355 | 15.7355 | 15.7355 | 15.7355 | 15.7355 | 15.7355 | 15.7355 | 15.7355 | 15.7355 | 0 | 0 | 0 | 0 | 0 | 0 | 0 | 0 | 0 | 0
| ASI CLASSIC 210 MW - DG S1620 | 1.3255 | 1.3255 | 1.3255 | 1.3255 | 1.3255 | 1.3255 | 1.3255 | 1.3255 | 1.3255 | 1.3255 | 1.3255 | 0 | 0 | 0 | 0 | 0 | 0 | 0 | 0 | 0
| ASI CLASSIC 210 MW - DG W1420 | 9.372 | 9.372 | 9.372 | 9.372 | 9.372 | 9.372 | 9.372 | 9.372 | 9.372 | 0 | 0 | 0 | 0 | 0 | 0 | 0 | 0 | 0 | 0 | 0
| ASI CLASSIC 210 MW - DG W1520 | 10.1585 | 10.1585 | 10.1585 | 10.1585 | 10.1585 | 10.1585 | 10.1585 | 10.1585 | 10.1585 | 10.1585 | 0 | 0 | 0 | 0 | 0 | 0 | 0 | 0 | 0 | 0
| ASI CLASSIC 210 MW - DG W1620 | 0.77055 | 0.77055 | 0.77055 | 0.77055 | 0.77055 | 0.77055 | 0.77055 | 0.77055 | 0.77055 | 0.77055 | 0.77055 | 0 | 0 | 0 | 0 | 0 | 0 | 0 | 0 | 0
| ASI CLASSIC 210 MW - US 1: DUBLIN SOLAR CENTER - DUBLIN | 2.652 | 2.652 | 2.652 | 2.652 | 2.652 | 2.652 | 2.652 | 2.652 | 2.652 | 2.652 | 0 | 0 | 0 | 0 | 0 | 0 | 0 | 0 | 0 | 0
| ASI CLASSIC 210 MW - US 1: RICHLAND SOLAR CENTER | 13 | 13 | 13 | 13 | 13 | 13 | 13 | 13 | 13 | 13 | 13 | 0 | 0 | 0 | 0 | 0 | 0 | 0 | 0 | 0
| ASI CLASSIC 210 MW - US 1: RINCON SOLAR CENTER | 10.4 | 10.4 | 10.4 | 10.4 | 10.4 | 10.4 | 10.4 | 10.4 | 10.4 | 10.4 | 10.4 | 10.4 | 0 | 0 | 0 | 0 | 0 | 0 | 0 | 0
| ASI CLASSIC 210 MW - US 2: BUTLER SOLAR FARM | 11 | 11 | 11 | 11 | 11 | 11 | 11 | 11 | 11 | 11 | 11 | 0 | 0 | 0 | 0 | 0 | 0 | 0 | 0 | 0
| ASI CLASSIC 210 MW - US 2: DECATUR COUNTY SOLAR PROJECT | 12.285 | 12.285 | 12.285 | 12.285 | 12.285 | 12.285 | 12.285 | 12.285 | 12.285 | 12.285 | 12.285 | 0 | 0 | 0 | 0 | 0 | 0 | 0 | 0 | 0
| ASI CLASSIC 210 MW - US 2: HECATE ENERGY - OLD MIDVILLE RD LLC | 13 | 13 | 13 | 13 | 13 | 13 | 13 | 13 | 13 | 13 | 13 | 13 | 0 | 0 | 0 | 0 | 0 | 0 | 0 | 0
| ASI CLASSIC 210 MW - US 2: SOLAR GLYNN | 9.724 | 9.724 | 9.724 | 9.724 | 9.724 | 9.724 | 9.724 | 9.724 | 9.724 | 9.724 | 9.724 | 9.724 | 0 | 0 | 0 | 0 | 0 | 0 | 0 | 0
| ASI PRIME 525 MW - DG S1625 | 0.066 | 0.066 | 0.066 | 0.066 | 0.066 | 0.066 | 0.066 | 0.066 | 0.066 | 0.066 | 0.066 | 0.066 | 0.066 | 0.066 | 0.066 | 0.066 | 0 | 0 | 0 | 0
| ASI PRIME 525 MW - DG S1635 | 0.176 | 0.176 | 0.176 | 0.176 | 0.176 | 0.176 | 0.176 | 0.176 | 0.176 | 0.176 | 0.176 | 0.176 | 0.176 | 0.176 | 0.176 | 0.176 | 0.176 | 0.176 | 0.176 | 0.176
| ASI PRIME 525 MW - DG S1725 | 2.2149 | 2.2149 | 2.2149 | 2.2149 | 2.2149 | 2.2149 | 2.2149 | 2.2149 | 2.2149 | 2.2149 | 2.2149 | 2.2149 | 2.2149 | 2.2149 | 2.2149 | 2.2149 | 2.2149 | 0 | 0 | 0
| ASI PRIME 525 MW - DG S1730 | 3.355 | 3.355 | 3.355 | 3.355 | 3.355 | 3.355 | 3.355 | 3.355 | 3.355 | 3.355 | 3.355 | 3.355 | 3.355 | 3.355 | 3.355 | 3.355 | 3.355 | 3.355 | 3.355 | 3.355
| ASI PRIME 525 MW - DG S1735 | 3.861 | 3.861 | 3.861 | 3.861 | 3.861 | 3.861 | 3.861 | 3.861 | 3.861 | 3.861 | 3.861 | 3.861 | 3.861 | 3.861 | 3.861 | 3.861 | 3.861 | 3.861 | 3.861 | 3.861
| ASI PRIME 525 MW - DG S1815 | 0.09295 | 0.09295 | 0.09295 | 0.09295 | 0.09295 | 0.09295 | 0.09295 | 0.09295 | 0 | 0 | 0 | 0 | 0 | 0 | 0 | 0 | 0 | 0 | 0 | 0
| ASI PRIME 525 MW - DG S1820 | 0.00165 | 0.00165 | 0.00165 | 0.00165 | 0.00165 | 0.00165 | 0.00165 | 0.00165 | 0.00165 | 0.00165 | 0.00165 | 0.00165 | 0.00165 | 0 | 0 | 0 | 0 | 0 | 0 | 0
| ASI PRIME 525 MW - DG S1825 | 0.165 | 0.165 | 0.165 | 0.165 | 0.165 | 0.165 | 0.165 | 0.165 | 0.165 | 0.165 | 0.165 | 0.165 | 0.165 | 0.165 | 0.165 | 0.165 | 0.165 | 0.165 | 0 | 0
| ASI PRIME 525 MW - DG S1835 | 0.033 | 0.033 | 0.033 | 0.033 | 0.033 | 0.033 | 0.033 | 0.033 | 0.033 | 0.033 | 0.033 | 0.033 | 0.033 | 0.033 | 0.033 | 0.033 | 0.033 | 0.033 | 0 | 0
| ASI PRIME 525 MW - DG W1725 | 7.4745 | 7.4745 | 7.4745 | 7.4745 | 7.4745 | 7.4745 | 7.4745 | 7.4745 | 7.4745 | 7.4745 | 7.4745 | 7.4745 | 7.4745 | 7.4745 | 7.4745 | 7.4745 | 7.4745 | 0 | 0 | 0
| ASI PRIME 525 MW - DG W1730 | 3.3275 | 3.3275 | 3.3275 | 3.3275 | 3.3275 | 3.3275 | 3.3275 | 3.3275 | 3.3275 | 3.3275 | 3.3275 | 3.3275 | 3.3275 | 3.3275 | 3.3275 | 3.3275 | 3.3275 | 3.3275 | 3.3275 | 3.3275
| ASI PRIME 525 MW - DG W1735 | 1.034 | 1.034 | 1.034 | 1.034 | 1.034 | 1.034 | 1.034 | 1.034 | 1.034 | 1.034 | 1.034 | 1.034 | 1.034 | 1.034 | 1.034 | 1.034 | 1.034 | 1.034 | 1.034 | 1.034
| ASI PRIME 525 MW - DG W1815 | 0.2475 | 0.2475 | 0.2475 | 0.2475 | 0.2475 | 0.2475 | 0.2475 | 0.2475 | 0 | 0 | 0 | 0 | 0 | 0 | 0 | 0 | 0 | 0 | 0 | 0
| ASI PRIME 525 MW - DG W1820 | 0.165 | 0.165 | 0.165 | 0.165 | 0.165 | 0.165 | 0.165 | 0.165 | 0.165 | 0.165 | 0.165 | 0.165 | 0.165 | 0 | 0 | 0 | 0 | 0 | 0 | 0
| ASI PRIME 525 MW - DG W1825 | 5.0655 | 5.0655 | 5.0655 | 5.0655 | 5.0655 | 5.0655 | 5.0655 | 5.0655 | 5.0655 | 5.0655 | 5.0655 | 5.0655 | 5.0655 | 5.0655 | 5.0655 | 5.0655 | 5.0655 | 5.0655 | 0 | 0
| ASI PRIME 525 MW - DG W1830 | 12.3145 | 12.3145 | 12.3145 | 12.3145 | 12.3145 | 12.3145 | 12.3145 | 12.3145 | 12.3145 | 12.3145 | 12.3145 | 12.3145 | 12.3145 | 12.3145 | 12.3145 | 12.3145 | 12.3145 | 12.3145 | 12.3145 | 12.3145
| ASI PRIME 525 MW - DG W1835 | 3.454 | 3.454 | 3.454 | 3.454 | 3.454 | 3.454 | 3.454 | 3.454 | 3.454 | 3.454 | 3.454 | 3.454 | 3.454 | 3.454 | 3.454 | 3.454 | 3.454 | 3.454 | 3.454 | 3.454
| ASI PRIME 525 MW - US 1: BUTLER SOLAR | 65 | 65 | 65 | 65 | 65 | 65 | 65 | 65 | 65 | 65 | 65 | 65 | 65 | 65 | 65 | 65 | 65 | 65 | 65 | 65
| ASI PRIME 525 MW - US 1: DECATUR PARKWAY SOLAR PROJECT | 51.948 | 51.948 | 51.948 | 51.948 | 51.948 | 51.948 | 51.948 | 51.948 | 51.948 | 51.948 | 51.948 | 51.948 | 51.948 | 51.948 | 51.948 | 51.948 | 0 | 0 | 0 | 0
| ASI PRIME 525 MW - US 1: PAWPAW SOLAR | 19.5 | 19.5 | 19.5 | 19.5 | 19.5 | 19.5 | 19.5 | 19.5 | 19.5 | 19.5 | 19.5 | 19.5 | 19.5 | 19.5 | 19.5 | 19.5 | 19.5 | 19.5 | 19.5 | 19.5
| ASI PRIME 525 MW - US 2: LIVE OAK SOLAR | 28.05 | 28.05 | 28.05 | 28.05 | 28.05 | 28.05 | 28.05 | 28.05 | 28.05 | 28.05 | 28.05 | 28.05 | 28.05 | 28.05 | 28.05 | 28.05 | 28.05 | 28.05 | 28.05 | 28.05
| ASI PRIME 525 MW - US 2: WHITE OAK SOLAR | 42.075 | 42.075 | 42.075 | 42.075 | 42.075 | 42.075 | 42.075 | 42.075 | 42.075 | 42.075 | 42.075 | 42.075 | 42.075 | 42.075 | 42.075 | 42.075 | 42.075 | 42.075 | 42.075 | 42.075
| ASI PRIME 525 MW - US 2: WHITE PINE SOLAR | 55.6875 | 55.6875 | 55.6875 | 55.6875 | 55.6875 | 55.6875 | 55.6875 | 55.6875 | 55.6875 | 55.6875 | 55.6875 | 55.6875 | 55.6875 | 55.6875 | 55.6875 | 55.6875 | 55.6875 | 55.6875 | 55.6875 | 55.6875
| AXIUM US SOLAR HOLDINGS (SD&D) | 0.55 | 0.55 | 0 | 0 | 0 | 0 | 0 | 0 | 0 | 0 | 0 | 0 | 0 | 0 | 0 | 0 | 0 | 0 | 0 | 0
| BLUE CANYON | 71 | 71 | 71 | 71 | 71 | 71 | 71 | 71 | 71 | 71 | 71 | 0 | 0 | 0 | 0 | 0 | 0 | 0 | 0 | 0
| CCSP DG - ONLINE | 0.225 | 0.225 | 0.225 | 0.225 | 0.225 | 0.225 | 0.225 | 0.225 | 0.225 | 0.225 | 0.225 | 0.225 | 0.225 | 0.225 | 0.225 | 0.225 | 0.225 | 0.225 | 0.225 | 0.225
| CCSP DG - REMAINING | 3.525 | 3.525 | 3.525 | 3.525 | 3.525 | 3.525 | 3.525 | 3.525 | 3.525 | 3.525 | 3.525 | 3.525 | 3.525 | 3.525 | 3.525 | 3.525 | 3.525 | 3.525 | 3.525 | 3.525
| COCA-COLA | 6.3 | 6.3 | 6.3 | 6.3 | 6.3 | 6.3 | 6.3 | 6.3 | 6.3 | 6.3 | 6.3 | 0 | 0 | 0 | 0 | 0 | 0 | 0 | 0 | 0
| CONYERS RENEWABLE ENERGY | 3.077 | 3.077 | 3.077 | 3.077 | 3.077 | 3.077 | 3.077 | 3.077 | 3.077 | 3.077 | 3.077 | 3.077 | 0 | 0 | 0 | 0 | 0 | 0 | 0 | 0
| DAHLBERG 1 | 0 | 0 | 0 | 74.73 | 74.73 | 74.73 | 74.73 | 74.73 | 74.73 | 74.73 | 74.73 | 74.73 | 74.73 | 0 | 0 | 0 | 0 | 0 | 0 | 0
| DAHLBERG 10 | 75.211 | 75.211 | 75.211 | 75.211 | 75.211 | 75.211 | 75.211 | 75.211 | 75.211 | 75.211 | 0 | 0 | 0 | 0 | 0 | 0 | 0 | 0 | 0 | 0
| DAHLBERG 2 | 74.12 | 74.12 | 74.12 | 74.12 | 74.12 | 74.12 | 74.12 | 74.12 | 74.12 | 74.12 | 0 | 0 | 0 | 0 | 0 | 0 | 0 | 0 | 0 | 0
| DAHLBERG 3 | 0 | 0 | 0 | 74.677 | 74.677 | 74.677 | 74.677 | 74.677 | 74.677 | 74.677 | 74.677 | 74.677 | 74.677 | 0 | 0 | 0 | 0 | 0 | 0 | 0
| DAHLBERG 4 | 73.888 | 73.888 | 73.888 | 73.888 | 73.888 | 0 | 0 | 0 | 0 | 0 | 0 | 0 | 0 | 0 | 0 | 0 | 0 | 0 | 0 | 0
| DAHLBERG 5 | 0 | 0 | 0 | 74.735 | 74.735 | 74.735 | 74.735 | 74.735 | 74.735 | 74.735 | 74.735 | 74.735 | 74.735 | 0 | 0 | 0 | 0 | 0 | 0 | 0
| DAHLBERG 6 | 75.057 | 75.057 | 75.057 | 75.057 | 75.057 | 75.057 | 75.057 | 75.057 | 75.057 | 75.057 | 0 | 0 | 0 | 0 | 0 | 0 | 0 | 0 | 0 | 0
| DAHLBERG 8 | 74.159 | 74.159 | 74.159 | 74.159 | 74.159 | 74.159 | 74.159 | 74.159 | 74.159 | 74.159 | 0 | 0 | 0 | 0 | 0 | 0 | 0 | 0 | 0 | 0
| DAHLBERG 9 | 75.143 | 75.143 | 75.143 | 75.143 | 75.143 | 75.143 | 75.143 | 75.143 | 75.143 | 75.143 | 0 | 0 | 0 | 0 | 0 | 0 | 0 | 0 | 0 | 0
| EXELON HEARD 1 | 157.5 | 157.5 | 157.5 | 157.5 | 157.5 | 0 | 0 | 0 | 0 | 0 | 0 | 0 | 0 | 0 | 0 | 0 | 0 | 0 | 0 | 0
| EXELON HEARD 2 | 157.5 | 157.5 | 157.5 | 157.5 | 157.5 | 0 | 0 | 0 | 0 | 0 | 0 | 0 | 0 | 0 | 0 | 0 | 0 | 0 | 0 | 0
| EXELON HEARD 3 | 157.5 | 157.5 | 157.5 | 157.5 | 157.5 | 0 | 0 | 0 | 0 | 0 | 0 | 0 | 0 | 0 | 0 | 0 | 0 | 0 | 0 | 0
| EXELON HEARD 4 | 157.5 | 157.5 | 157.5 | 157.5 | 157.5 | 0 | 0 | 0 | 0 | 0 | 0 | 0 | 0 | 0 | 0 | 0 | 0 | 0 | 0 | 0
| EXELON HEARD 5 | 157.5 | 157.5 | 157.5 | 157.5 | 157.5 | 0 | 0 | 0 | 0 | 0 | 0 | 0 | 0 | 0 | 0 | 0 | 0 | 0 | 0 | 0
| EXELON HEARD 6 | 157.5 | 157.5 | 157.5 | 157.5 | 157.5 | 0 | 0 | 0 | 0 | 0 | 0 | 0 | 0 | 0 | 0 | 0 | 0 | 0 | 0 | 0
| GEORGIA RENEWABLE POWER FRANKLIN LLC | 58 | 58 | 58 | 58 | 58 | 58 | 58 | 58 | 58 | 58 | 58 | 58 | 58 | 58 | 58 | 58 | 58 | 58 | 58 | 58
| GEORGIA RENEWABLE POWER MADISON | 58 | 58 | 58 | 58 | 58 | 58 | 58 | 58 | 58 | 58 | 58 | 58 | 58 | 58 | 58 | 58 | 58 | 58 | 58 | 58
| GREEN POWER SOLUTIONS | 29 | 29 | 29 | 29 | 29 | 29 | 29 | 29 | 29 | 29 | 0 | 0 | 0 | 0 | 0 | 0 | 0 | 0 | 0 | 0
| HARRIS 1 | 640.625 | 640.625 | 640.625 | 640.625 | 640.625 | 0 | 0 | 0 | 0 | 0 | 0 | 0 | 0 | 0 | 0 | 0 | 0 | 0 | 0 | 0
| HARRIS 2 | 660.4 | 660.4 | 660.4 | 660.4 | 660.4 | 660.4 | 660.4 | 660.4 | 660.4 | 660.4 | 0 | 0 | 0 | 0 | 0 | 0 | 0 | 0 | 0 | 0
| INTERNATIONAL PAPER - FLINT RIVER | 26.8974 | 26.8974 | 26.8974 | 26.8974 | 26.8974 | 26.8974 | 26.8974 | 26.8974 | 26.8974 | 26.8974 | 26.8974 | 26.8974 | 0 | 0 | 0 | 0 | 0 | 0 | 0 | 0
| INTERNATIONAL PAPER - PORT WENTWORTH | 29.5191 | 29.5191 | 29.5191 | 29.5191 | 29.5191 | 29.5191 | 29.5191 | 29.5191 | 29.5191 | 29.5191 | 29.5191 | 29.5191 | 0 | 0 | 0 | 0 | 0 | 0 | 0 | 0
| LSS 50 MW - HSH PEMBROOKE | 0.55 | 0.55 | 0.55 | 0.55 | 0.55 | 0.55 | 0.55 | 0.55 | 0.55 | 0.55 | 0 | 0 | 0 | 0 | 0 | 0 | 0 | 0 | 0 | 0
| LSS 50 MW - SIMON SOLAR FARM | 16.5 | 16.5 | 16.5 | 16.5 | 16.5 | 16.5 | 16.5 | 16.5 | 16.5 | 16.5 | 0 | 0 | 0 | 0 | 0 | 0 | 0 | 0 | 0 | 0
| LSS 50 MW - SOLAR D&D CAMILLA | 8.8 | 8.8 | 8.8 | 8.8 | 8.8 | 8.8 | 8.8 | 8.8 | 8.8 | 8.8 | 0 | 0 | 0 | 0 | 0 | 0 | 0 | 0 | 0 | 0
| LSS 50 MW - SOLAR D&D CAMP (MERIWETHER COUNTY) | 1.65 | 1.65 | 1.65 | 1.65 | 1.65 | 1.65 | 1.65 | 1.65 | 1.65 | 1.65 | 0 | 0 | 0 | 0 | 0 | 0 | 0 | 0 | 0 | 0
| MAS GEORGIA LFG - OAK GROVE | 6.178 | 6.178 | 6.178 | 6.178 | 6.178 | 6.178 | 6.178 | 6.178 | 6.178 | 6.178 | 6.178 | 0 | 0 | 0 | 0 | 0 | 0 | 0 | 0 | 0
| MAS GEORGIA LFG - PINE RIDGE | 6.3 | 6.3 | 6.3 | 6.3 | 6.3 | 6.3 | 6.3 | 6.3 | 6.3 | 6.3 | 6.3 | 0 | 0 | 0 | 0 | 0 | 0 | 0 | 0 | 0
| MAS GEORGIA LFG - RICHLAND CREEK | 10.4 | 10.4 | 10.4 | 10.4 | 10.4 | 10.4 | 10.4 | 10.4 | 10.4 | 10.4 | 10.4 | 10.4 | 0 | 0 | 0 | 0 | 0 | 0 | 0 | 0
| MID-GEORGIA COGEN | 300 | 300 | 300 | 0 | 0 | 0 | 0 | 0 | 0 | 0 | 0 | 0 | 0 | 0 | 0 | 0 | 0 | 0 | 0 | 0
| MONROE POWER | 309 | 309 | 309 | 309 | 309 | 309 | 309 | 309 | 309 | 309 | 309 | 309 | 309 | 309 | 309 | 0 | 0 | 0 | 0 | 0
| MPC PPA | 750 | 750 | 750 | 750 | 0 | 0 | 0 | 0 | 0 | 0 | 0 | 0 | 0 | 0 | 0 | 0 | 0 | 0 | 0 | 0
| PIEDMONT GREEN POWER | 55 | 55 | 55 | 55 | 55 | 55 | 55 | 55 | 0 | 0 | 0 | 0 | 0 | 0 | 0 | 0 | 0 | 0 | 0 | 0
| REDI 1400 MW - C&I: DOUGHERTY COUNTY SOLAR | 78 | 78 | 78 | 78 | 78 | 78 | 78 | 78 | 78 | 78 | 78 | 78 | 78 | 78 | 78 | 78 | 78 | 78 | 78 | 78
| REDI 1400 MW - C&I: TANGLEWOOD SOLAR | 37.375 | 37.375 | 37.375 | 37.375 | 37.375 | 37.375 | 37.375 | 37.375 | 37.375 | 37.375 | 37.375 | 37.375 | 37.375 | 37.375 | 37.375 | 37.375 | 37.375 | 37.375 | 37.375 | 37.375
| REDI 1400 MW - DG CS S1920 | 0.312 | 0.312 | 0.312 | 0.312 | 0.312 | 0.312 | 0.312 | 0.312 | 0.312 | 0.312 | 0.312 | 0.312 | 0.312 | 0.312 | 0 | 0 | 0 | 0 | 0 | 0
| REDI 1400 MW - DG CS S1925 | 1.781 | 1.781 | 1.781 | 1.781 | 1.781 | 1.781 | 1.781 | 1.781 | 1.781 | 1.781 | 1.781 | 1.781 | 1.781 | 1.781 | 1.781 | 1.781 | 1.781 | 1.781 | 1.781 | 0
| REDI 1400 MW - DG CS S1930 | 3.8285 | 3.8285 | 3.8285 | 3.8285 | 3.8285 | 3.8285 | 3.8285 | 3.8285 | 3.8285 | 3.8285 | 3.8285 | 3.8285 | 3.8285 | 3.8285 | 3.8285 | 3.8285 | 3.8285 | 3.8285 | 3.8285 | 3.8285
| REDI 1400 MW - DG CS S1935 | 9.126 | 9.126 | 9.126 | 9.126 | 9.126 | 9.126 | 9.126 | 9.126 | 9.126 | 9.126 | 9.126 | 9.126 | 9.126 | 9.126 | 9.126 | 9.126 | 9.126 | 9.126 | 9.126 | 9.126
| REDI 1400 MW - DG CS W1925 | 1.0465 | 1.0465 | 1.0465 | 1.0465 | 1.0465 | 1.0465 | 1.0465 | 1.0465 | 1.0465 | 1.0465 | 1.0465 | 1.0465 | 1.0465 | 1.0465 | 1.0465 | 1.0465 | 1.0465 | 1.0465 | 1.0465 | 0
| REDI 1400 MW - DG CS W1930 | 0.39 | 0.39 | 0.39 | 0.39 | 0.39 | 0.39 | 0.39 | 0.39 | 0.39 | 0.39 | 0.39 | 0.39 | 0.39 | 0.39 | 0.39 | 0.39 | 0.39 | 0.39 | 0.39 | 0.39
| REDI 1400 MW - DG CS W1935 | 6.8965 | 6.8965 | 6.8965 | 6.8965 | 6.8965 | 6.8965 | 6.8965 | 6.8965 | 6.8965 | 6.8965 | 6.8965 | 6.8965 | 6.8965 | 6.8965 | 6.8965 | 6.8965 | 6.8965 | 6.8965 | 6.8965 | 6.8965
| REDI 1400 MW - DG S2030 | 1.0995 | 1.0995 | 1.0995 | 1.0995 | 1.0995 | 1.0995 | 1.0995 | 1.0995 | 1.0995 | 1.0995 | 1.0995 | 1.0995 | 1.0995 | 1.0995 | 1.0995 | 1.0995 | 1.0995 | 1.0995 | 1.0995 | 1.0995
| REDI 1400 MW - DG S2035 | 41.4205 | 41.4205 | 41.4205 | 41.4205 | 41.4205 | 41.4205 | 41.4205 | 41.4205 | 41.4205 | 41.4205 | 41.4205 | 41.4205 | 41.4205 | 41.4205 | 41.4205 | 41.4205 | 41.4205 | 41.4205 | 41.4205 | 41.4205
| REDI 1400 MW - DG W2030 | 1.375 | 1.375 | 1.375 | 1.375 | 1.375 | 1.375 | 1.375 | 1.375 | 1.375 | 1.375 | 1.375 | 1.375 | 1.375 | 1.375 | 1.375 | 1.375 | 1.375 | 1.375 | 1.375 | 1.375
| REDI 1400 MW - DG W2035 | 3.795 | 3.795 | 3.795 | 3.795 | 3.795 | 3.795 | 3.795 | 3.795 | 3.795 | 3.795 | 3.795 | 3.795 | 3.795 | 3.795 | 3.795 | 3.795 | 3.795 | 3.795 | 3.795 | 3.795
| REDI 1400 MW - US 1: QUITMAN SOLAR | 112.5 | 112.5 | 112.5 | 112.5 | 112.5 | 112.5 | 112.5 | 112.5 | 112.5 | 112.5 | 112.5 | 112.5 | 112.5 | 112.5 | 112.5 | 112.5 | 112.5 | 112.5 | 112.5 | 112.5
| REDI 1400 MW - US 1: SOUTHERN OAK SOLAR | 120 | 120 | 120 | 120 | 120 | 120 | 120 | 120 | 120 | 120 | 120 | 120 | 120 | 120 | 120 | 120 | 120 | 120 | 120 | 120
| REDI 1400 MW - US 1: TWIGGS COUNTY SOLAR | 150 | 150 | 150 | 150 | 150 | 150 | 150 | 150 | 150 | 150 | 150 | 150 | 150 | 150 | 150 | 150 | 150 | 150 | 150 | 150
| REDI 1400 MW - US 2: COOL SPRINGS | 159.75 | 159.75 | 159.75 | 159.75 | 159.75 | 159.75 | 159.75 | 159.75 | 159.75 | 159.75 | 159.75 | 159.75 | 159.75 | 159.75 | 159.75 | 159.75 | 159.75 | 159.75 | 159.75 | 159.75
| REDI 1400 MW - US 2: HICKORY PARK | 146.625 | 146.625 | 146.625 | 146.625 | 146.625 | 146.625 | 146.625 | 146.625 | 146.625 | 146.625 | 146.625 | 146.625 | 146.625 | 146.625 | 146.625 | 146.625 | 146.625 | 146.625 | 146.625 | 146.625
| REDI 1400 MW - US 2: QUITMAN II | 112.5 | 112.5 | 112.5 | 112.5 | 112.5 | 112.5 | 112.5 | 112.5 | 112.5 | 112.5 | 112.5 | 112.5 | 112.5 | 112.5 | 112.5 | 112.5 | 112.5 | 112.5 | 112.5 | 112.5
| REDI CS2 | 0.45 | 0.45 | 0.45 | 0.45 | 0.45 | 0.45 | 0.45 | 0.45 | 0.45 | 0.45 | 0.45 | 0.45 | 0.45 | 0.45 | 0.45 | 0.45 | 0.45 | 0.45 | 0.45 | 0.45
| SANTA ROSA | 215 | 215 | 215 | 215 | 0 | 0 | 0 | 0 | 0 | 0 | 0 | 0 | 0 | 0 | 0 | 0 | 0 | 0 | 0 | 0
| SUPERIOR - WASTE MANAGEMENT | 6 | 6 | 6 | 6 | 6 | 6 | 6 | 6 | 6 | 6 | 6 | 6 | 0 | 0 | 0 | 0 | 0 | 0 | 0 | 0
| WALTON COUNTY | 0 | 0 | 0 | 0 | 0 | 0 | 0 | 0 | 0 | 0 | 0 | 0 | 0 | 0 | 0 | 0 | 0 | 0 | 0 | 0
| WANSLEY 6 | 0 | 0 | 0 | 0 | 0 | 0 | 0 | 0 | 0 | 0 | 0 | 0 | 0 | 0 | 0 | 0 | 0 | 0 | 0 | 0
| WANSLEY 7 | 597.9 | 597.9 | 597.9 | 597.9 | 597.9 | 597.9 | 597.9 | 597.9 | 597.9 | 597.9 | 0 | 0 | 0 | 0 | 0 | 0 | 0 | 0 | 0 | 0
| WASHINGTON COUNTY | 0 | 0 | 0 | 0 | 0 | 0 | 0 | 0 | 0 | 0 | 0 | 0 | 0 | 0 | 0 | 0 | 0 | 0 | 0 | 0
Dispatchable DSOs (MW) |  | 728.6535 | 735.1331 | 739.455 | 738.6366 | 741.9227 | 745.6829 | 751.1857 | 754.3047 | 758.6337 | 763.0147 | 766.1319 | 770.3192 | 776.6281 | 782.7856 | 789.1233 | 803.0179 | 813.3633 | 824.3544 | 835.4639 | 846.1415
| CVR Level 1 | 231.1893 | 234.4291 | 236.59 | 236.1808 | 237.8238 | 239.704 | 242.4554 | 244.0149 | 246.1794 | 248.3699 | 249.9285 | 252.0221 | 255.1766 | 258.2553 | 261.4242 | 268.3715 | 273.5442 | 279.0397 | 284.5945 | 289.9332
| CVR Level 2 | 231.1893 | 234.4291 | 236.59 | 236.1808 | 237.8238 | 239.704 | 242.4554 | 244.0149 | 246.1794 | 248.3699 | 249.9285 | 252.0221 | 255.1766 | 258.2553 | 261.4242 | 268.3715 | 273.5442 | 279.0397 | 284.5945 | 289.9332
| DER Customer Program | 0 | 0 | 0 | 0 | 0 | 0 | 0 | 0 | 0 | 0 | 0 | 0 | 0 | 0 | 0 | 0 | 0 | 0 | 0 | 0
| DPEC | 92.1444 | 92.1444 | 92.1444 | 92.1444 | 92.1444 | 92.1444 | 92.1444 | 92.1444 | 92.1444 | 92.1444 | 92.1444 | 92.1444 | 92.1444 | 92.1444 | 92.1444 | 92.1444 | 92.1444 | 92.1444 | 92.1444 | 92.1444
| RTPeDA | 5.1073 | 5.1073 | 5.1073 | 5.1073 | 5.1073 | 5.1073 | 5.1073 | 5.1073 | 5.1073 | 5.1073 | 5.1073 | 5.1073 | 5.1073 | 5.1073 | 5.1073 | 5.1073 | 5.1073 | 5.1073 | 5.1073 | 5.1073
| RTPeHA | 134.8937 | 134.8937 | 134.8937 | 134.8937 | 134.8937 | 134.8937 | 134.8937 | 134.8937 | 134.8937 | 134.8937 | 134.8937 | 134.8937 | 134.8937 | 134.8937 | 134.8937 | 134.8937 | 134.8937 | 134.8937 | 134.8937 | 134.8937
| Temp Check | 34.1296 | 34.1296 | 34.1296 | 34.1296 | 34.1296 | 34.1296 | 34.1296 | 34.1296 | 34.1296 | 34.1296 | 34.1296 | 34.1296 | 34.1296 | 34.1296 | 34.1296 | 34.1296 | 34.1296 | 34.1296 | 34.1296 | 34.1296
Energy Storage |  | 0 | 0 | 714.825 | 714.825 | 714.825 | 714.825 | 714.825 | 714.825 | 714.825 | 714.825 | 714.825 | 714.825 | 714.825 | 714.825 | 714.825 | 714.825 | 714.825 | 714.825 | 714.825 | 714.825
| 2019 IRP BESS DEMO | 0 | 0 | 0 | 0 | 0 | 0 | 0 | 0 | 0 | 0 | 0 | 0 | 0 | 0 | 0 | 0 | 0 | 0 | 0 | 0
| 2019 IRP BESS DEMO - FORT STEWART 4 HR BESS | 0 | 0 | 13 | 13 | 13 | 13 | 13 | 13 | 13 | 13 | 13 | 13 | 13 | 13 | 13 | 13 | 13 | 13 | 13 | 13
| 2022 IRP MCGRAU FORD 2 HR BATTERY | 0 | 0 | 265 | 265 | 265 | 265 | 265 | 265 | 265 | 265 | 265 | 265 | 265 | 265 | 265 | 265 | 265 | 265 | 265 | 265
| 2023 IRP UPDATE - HAMMOND | 0 | 0 | 57.5 | 57.5 | 57.5 | 57.5 | 57.5 | 57.5 | 57.5 | 57.5 | 57.5 | 57.5 | 57.5 | 57.5 | 57.5 | 57.5 | 57.5 | 57.5 | 57.5 | 57.5
| 2023 IRP Update - MCGRAU FORD PHASE 2 | 0 | 0 | 265 | 265 | 265 | 265 | 265 | 265 | 265 | 265 | 265 | 265 | 265 | 265 | 265 | 265 | 265 | 265 | 265 | 265
| 2023 IRP UPDATE - MOODY AFB | 0 | 0 | 17.325 | 17.325 | 17.325 | 17.325 | 17.325 | 17.325 | 17.325 | 17.325 | 17.325 | 17.325 | 17.325 | 17.325 | 17.325 | 17.325 | 17.325 | 17.325 | 17.325 | 17.325
| 2023 IRP UPDATE - ROBINS AFB | 0 | 0 | 32 | 32 | 32 | 32 | 32 | 32 | 32 | 32 | 32 | 32 | 32 | 32 | 32 | 32 | 32 | 32 | 32 | 32
| MOSSY BRANCH | 0 | 0 | 65 | 65 | 65 | 65 | 65 | 65 | 65 | 65 | 65 | 65 | 65 | 65 | 65 | 65 | 65 | 65 | 65 | 65