## B2025 Winter 111-MG0
Table 4.6.1a - Georgia Power Territorial Base Case Load vs. Existing Capability 111-MG0 (Winter) with 2025 IRP Requests & Generic Resource Additions
| Year | 2025 | 2026 | 2027 | 2028 | 2029 | 2030 | 2031 | 2032 | 2033 | 2034 | 2035 | 2036 | 2037 | 2038 | 2039 | 2040 | 2041 | 2042 | 2043 | 2044
| Peak Demand (MW), (A) | 16264.1827 | 16891.5548 | 18333.6628 | 20319.5967 | 22167.9086 | 23612.3527 | 24468.8562 | 24900.3289 | 25212.5012 | 25450.6985 | 25652.5523 | 25768.4959 | 25987.2674 | 26215.6917 | 26604.6491 | 26917.0844 | 27294.6095 | 27687.3587 | 28117.7713 | 28543.6902
| Owned Generating Capacity (MW) | 14305.8742 | 15164.4142 | 16545.4942 | 16800.7342 | 17272.0322 | 17273.2122 | 17218.2582 | 17193.6622 | 17193.6622 | 17193.6622 | 16723.9862 | 16723.9862 | 16723.9862 | 16723.9862 | 12110.2622 | 12110.2622 | 12110.2622 | 12110.2622 | 12110.2622 | 12110.2622
| Purchased Generating Capacity (MW), (B) | 5913.4508 | 6011.9208 | 6241.9208 | 6503.3128 | 5723.3128 | 5830.1878 | 3787.2968 | 3787.2968 | 3732.2068 | 3728.609 | 2411.857 | 1830.3928 | 1763.4394 | 1413.6913 | 1413.6907 | 1053.6427 | 1033.6627 | 1030.9207 | 1028.2733 | 1028.0403
| Dispatchable DSOs (MW), (C) | 648.692 | 652.2801 | 655.7986 | 656.2857 | 658.7528 | 661.1536 | 665.3971 | 667.34 | 670.1343 | 673.0091 | 674.8896 | 676.237 | 681.0866 | 702.5999 | 711.0578 | 719.6438 | 727.5538 | 737.4593 | 747.9801 | 757.7458
| 2025 IRP Requests, Excluding Extensions, (D) | 0 | 52 | 61.3 | 70.6 | 285.1 | 393.857 | 517.121 | 574.968 | 584.268 | 593.568 | 593.568 | 593.568 | 593.568 | 593.568 | 406.84 | 406.84 | 406.84 | 406.84 | 406.84 | 406.84
| 2025 IRP Generic Additions, (C) | 0 | 0 | 0 | 1425 | 4045.5 | 5905.5 | 8943 | 9483 | 10554 | 10995 | 12397.5 | 12954 | 13864.5 | 14866.5 | 18631.5 | 20536.5 | 20866.5 | 21676.5 | 22036.5 | 22801.5
| Total Capacity (MW) | 20868.017 | 21880.6151 | 23504.5136 | 25455.9327 | 27984.6978 | 30063.9106 | 31131.0731 | 31706.267 | 32734.2713 | 33183.8483 | 32801.8008 | 32778.184 | 33626.5803 | 34300.3454 | 33273.3507 | 34826.8888 | 35144.8187 | 35961.9823 | 36329.8556 | 37104.3883
| Capacity Required to Meet GPC Target (MW), (E) | -601.8793 | -832.7345 | -659.6807 | -29.0522 | -244.9363 | -516.6474 | -512.0262 | -547.2977 | -1184.6659 | -1336.1753 | -701.5385 | -532.8359 | -1107.4729 | -1495.3999 | 18.3158 | -1144.2571 | -989.7718 | -1315.4697 | -1144.7472 | -1386.3072
| GPC Reserve Margin (%) | 28.31% | 29.54% | 28.2% | 25.28% | 26.24% | 27.32% | 27.23% | 27.33% | 29.83% | 30.38% | 27.87% | 27.2% | 29.4% | 30.84% | 25.07% | 29.39% | 28.76% | 29.89% | 29.21% | 29.99%
|  | Notes | (A) Territorial Load requirements less non-dispatchable DSOs
(B) Includes territorial and imported power purchases. Capacity does not include the Winter 2027/2028 BESS Request for Proposals (RFP) approved in the 2023 Integrated Resource Plan (IRP) Update to show total procurement needs.
(C) Values stated in combustion turbine equivalence terms
(D) Excludes requests to extend Plant Scherer Unit 3 and Plant Gaston Units 1-4 and A beyond 12/31/2028. These extensions are already included in Owned Generating Capacity.
(E) Does not consider planning reserve sharing. Reflects GPC's Target Reserve Margin, resulting from a System Target Reserve Margin of 25.50% (2025-2027) and 26% (2028 and beyond).
Existing Capability
|  | 2025 | 2026 | 2027 | 2028 | 2029 | 2030 | 2031 | 2032 | 2033 | 2034 | 2035 | 2036 | 2037 | 2038 | 2039 | 2040 | 2041 | 2042 | 2043 | 2044
Owned Generating Capacity (MW) |  | 14305.8742 | 15164.4142 | 16545.4942 | 16800.7342 | 17272.0322 | 17273.2122 | 17218.2582 | 17193.6622 | 17193.6622 | 17193.6622 | 16723.9862 | 16723.9862 | 16723.9862 | 16723.9862 | 12110.2622 | 12110.2622 | 12110.2622 | 12110.2622 | 12110.2622 | 12110.2622
Nuclear |  | 3049.3786 | 3049.3786 | 3049.3786 | 3049.3786 | 3049.3786 | 3049.3786 | 3049.3786 | 3049.3786 | 3049.3786 | 3049.3786 | 3049.3786 | 3049.3786 | 3049.3786 | 3049.3786 | 3049.3786 | 3049.3786 | 3049.3786 | 3049.3786 | 3049.3786 | 3049.3786
| HATCH 1 | 451.401 | 451.401 | 451.401 | 451.401 | 451.401 | 451.401 | 451.401 | 451.401 | 451.401 | 451.401 | 451.401 | 451.401 | 451.401 | 451.401 | 451.401 | 451.401 | 451.401 | 451.401 | 451.401 | 451.401
| HATCH 2 | 454.407 | 454.407 | 454.407 | 454.407 | 454.407 | 454.407 | 454.407 | 454.407 | 454.407 | 454.407 | 454.407 | 454.407 | 454.407 | 454.407 | 454.407 | 454.407 | 454.407 | 454.407 | 454.407 | 454.407
| VOGTLE 1 | 559.6771 | 559.6771 | 559.6771 | 559.6771 | 559.6771 | 559.6771 | 559.6771 | 559.6771 | 559.6771 | 559.6771 | 559.6771 | 559.6771 | 559.6771 | 559.6771 | 559.6771 | 559.6771 | 559.6771 | 559.6771 | 559.6771 | 559.6771
| VOGTLE 2 | 562.9555 | 562.9555 | 562.9555 | 562.9555 | 562.9555 | 562.9555 | 562.9555 | 562.9555 | 562.9555 | 562.9555 | 562.9555 | 562.9555 | 562.9555 | 562.9555 | 562.9555 | 562.9555 | 562.9555 | 562.9555 | 562.9555 | 562.9555
| VOGTLE 3 | 510.469 | 510.469 | 510.469 | 510.469 | 510.469 | 510.469 | 510.469 | 510.469 | 510.469 | 510.469 | 510.469 | 510.469 | 510.469 | 510.469 | 510.469 | 510.469 | 510.469 | 510.469 | 510.469 | 510.469
| VOGTLE 4 | 510.469 | 510.469 | 510.469 | 510.469 | 510.469 | 510.469 | 510.469 | 510.469 | 510.469 | 510.469 | 510.469 | 510.469 | 510.469 | 510.469 | 510.469 | 510.469 | 510.469 | 510.469 | 510.469 | 510.469
Coal |  | 4044.843 | 4044.843 | 4044.843 | 4044.843 | 4044.843 | 4044.843 | 3989.889 | 3965.293 | 3965.293 | 3965.293 | 3965.293 | 3965.293 | 3965.293 | 3965.293 | 0 | 0 | 0 | 0 | 0 | 0
| BOWEN 1 | 740 | 740 | 740 | 740 | 740 | 740 | 740 | 740 | 740 | 740 | 740 | 740 | 740 | 740 | 0 | 0 | 0 | 0 | 0 | 0
| BOWEN 2 | 760 | 760 | 760 | 760 | 760 | 760 | 760 | 760 | 760 | 760 | 760 | 760 | 760 | 760 | 0 | 0 | 0 | 0 | 0 | 0
| BOWEN 3 | 950 | 950 | 950 | 950 | 950 | 950 | 950 | 950 | 950 | 950 | 950 | 950 | 950 | 950 | 0 | 0 | 0 | 0 | 0 | 0
| BOWEN 4 | 910 | 910 | 910 | 910 | 910 | 910 | 910 | 910 | 910 | 910 | 910 | 910 | 910 | 910 | 0 | 0 | 0 | 0 | 0 | 0
| SCHERER 1 | 75.18 | 75.18 | 75.18 | 75.18 | 75.18 | 75.18 | 75.18 | 75.18 | 75.18 | 75.18 | 75.18 | 75.18 | 75.18 | 75.18 | 0 | 0 | 0 | 0 | 0 | 0
| SCHERER 2 | 72.24 | 72.24 | 72.24 | 72.24 | 72.24 | 72.24 | 72.24 | 72.24 | 72.24 | 72.24 | 72.24 | 72.24 | 72.24 | 72.24 | 0 | 0 | 0 | 0 | 0 | 0
| SCHERER 3 | 537.423 | 537.423 | 537.423 | 537.423 | 537.423 | 537.423 | 482.469 | 457.873 | 457.873 | 457.873 | 457.873 | 457.873 | 457.873 | 457.873 | 0 | 0 | 0 | 0 | 0 | 0
| WANSLEY 1 | 0 | 0 | 0 | 0 | 0 | 0 | 0 | 0 | 0 | 0 | 0 | 0 | 0 | 0 | 0 | 0 | 0 | 0 | 0 | 0
| WANSLEY 2 | 0 | 0 | 0 | 0 | 0 | 0 | 0 | 0 | 0 | 0 | 0 | 0 | 0 | 0 | 0 | 0 | 0 | 0 | 0 | 0
Combined Cycle |  | 4168.7 | 4168.7 | 4168.7 | 4168.7 | 4168.7 | 4168.7 | 4168.7 | 4168.7 | 4168.7 | 4168.7 | 4168.7 | 4168.7 | 4168.7 | 4168.7 | 4168.7 | 4168.7 | 4168.7 | 4168.7 | 4168.7 | 4168.7
| MCDONOUGH 4 | 934 | 934 | 934 | 934 | 934 | 934 | 934 | 934 | 934 | 934 | 934 | 934 | 934 | 934 | 934 | 934 | 934 | 934 | 934 | 934
| MCDONOUGH 5 | 928 | 928 | 928 | 928 | 928 | 928 | 928 | 928 | 928 | 928 | 928 | 928 | 928 | 928 | 928 | 928 | 928 | 928 | 928 | 928
| MCDONOUGH 6 | 930 | 930 | 930 | 930 | 930 | 930 | 930 | 930 | 930 | 930 | 930 | 930 | 930 | 930 | 930 | 930 | 930 | 930 | 930 | 930
| MCINTOSH 10 | 691.7 | 691.7 | 691.7 | 691.7 | 691.7 | 691.7 | 691.7 | 691.7 | 691.7 | 691.7 | 691.7 | 691.7 | 691.7 | 691.7 | 691.7 | 691.7 | 691.7 | 691.7 | 691.7 | 691.7
| MCINTOSH 11 | 685 | 685 | 685 | 685 | 685 | 685 | 685 | 685 | 685 | 685 | 685 | 685 | 685 | 685 | 685 | 685 | 685 | 685 | 685 | 685
Oil/Gas Steam |  | 1108.107 | 1108.107 | 1108.107 | 1108.107 | 1108.107 | 1108.107 | 1108.107 | 1108.107 | 1108.107 | 1108.107 | 648.431 | 648.431 | 648.431 | 648.431 | 0 | 0 | 0 | 0 | 0 | 0
| GASTON 1 GAS | 127 | 127 | 127 | 127 | 127 | 127 | 127 | 127 | 127 | 127 | 0 | 0 | 0 | 0 | 0 | 0 | 0 | 0 | 0 | 0
| GASTON 2 GAS | 128 | 128 | 128 | 128 | 128 | 128 | 128 | 128 | 128 | 128 | 0 | 0 | 0 | 0 | 0 | 0 | 0 | 0 | 0 | 0
| GASTON 3 GAS | 102.027 | 102.027 | 102.027 | 102.027 | 102.027 | 102.027 | 102.027 | 102.027 | 102.027 | 102.027 | 0 | 0 | 0 | 0 | 0 | 0 | 0 | 0 | 0 | 0
| GASTON 4 GAS | 102.649 | 102.649 | 102.649 | 102.649 | 102.649 | 102.649 | 102.649 | 102.649 | 102.649 | 102.649 | 0 | 0 | 0 | 0 | 0 | 0 | 0 | 0 | 0 | 0
| YATES 6 GAS | 322.749 | 322.749 | 322.749 | 322.749 | 322.749 | 322.749 | 322.749 | 322.749 | 322.749 | 322.749 | 322.749 | 322.749 | 322.749 | 322.749 | 0 | 0 | 0 | 0 | 0 | 0
| YATES 7 GAS | 325.682 | 325.682 | 325.682 | 325.682 | 325.682 | 325.682 | 325.682 | 325.682 | 325.682 | 325.682 | 325.682 | 325.682 | 325.682 | 325.682 | 0 | 0 | 0 | 0 | 0 | 0
Combustion Turbine |  | 1854.645 | 1854.645 | 2211.265 | 2453.505 | 2924.803 | 2924.803 | 2924.803 | 2924.803 | 2924.803 | 2924.803 | 2914.803 | 2914.803 | 2914.803 | 2914.803 | 2914.803 | 2914.803 | 2914.803 | 2914.803 | 2914.803 | 2914.803
| GASTON A | 9.702 | 9.702 | 9.702 | 9.702 | 10 | 10 | 10 | 10 | 10 | 10 | 0 | 0 | 0 | 0 | 0 | 0 | 0 | 0 | 0 | 0
| MCDONOUGH 3A | 31.434 | 31.434 | 31.434 | 31.434 | 31.434 | 31.434 | 31.434 | 31.434 | 31.434 | 31.434 | 31.434 | 31.434 | 31.434 | 31.434 | 31.434 | 31.434 | 31.434 | 31.434 | 31.434 | 31.434
| MCDONOUGH 3B | 31.434 | 31.434 | 31.434 | 31.434 | 31.434 | 31.434 | 31.434 | 31.434 | 31.434 | 31.434 | 31.434 | 31.434 | 31.434 | 31.434 | 31.434 | 31.434 | 31.434 | 31.434 | 31.434 | 31.434
| MCINTOSH 1A | 94.5 | 94.5 | 94.5 | 94.5 | 94.5 | 94.5 | 94.5 | 94.5 | 94.5 | 94.5 | 94.5 | 94.5 | 94.5 | 94.5 | 94.5 | 94.5 | 94.5 | 94.5 | 94.5 | 94.5
| MCINTOSH 2A | 94.5 | 94.5 | 94.5 | 94.5 | 94.5 | 94.5 | 94.5 | 94.5 | 94.5 | 94.5 | 94.5 | 94.5 | 94.5 | 94.5 | 94.5 | 94.5 | 94.5 | 94.5 | 94.5 | 94.5
| MCINTOSH 3A | 94.5 | 94.5 | 94.5 | 94.5 | 94.5 | 94.5 | 94.5 | 94.5 | 94.5 | 94.5 | 94.5 | 94.5 | 94.5 | 94.5 | 94.5 | 94.5 | 94.5 | 94.5 | 94.5 | 94.5
| MCINTOSH 4A | 94.5 | 94.5 | 94.5 | 94.5 | 94.5 | 94.5 | 94.5 | 94.5 | 94.5 | 94.5 | 94.5 | 94.5 | 94.5 | 94.5 | 94.5 | 94.5 | 94.5 | 94.5 | 94.5 | 94.5
| MCINTOSH 5A | 94.5 | 94.5 | 94.5 | 94.5 | 94.5 | 94.5 | 94.5 | 94.5 | 94.5 | 94.5 | 94.5 | 94.5 | 94.5 | 94.5 | 94.5 | 94.5 | 94.5 | 94.5 | 94.5 | 94.5
| MCINTOSH 6A | 94.5 | 94.5 | 94.5 | 94.5 | 94.5 | 94.5 | 94.5 | 94.5 | 94.5 | 94.5 | 94.5 | 94.5 | 94.5 | 94.5 | 94.5 | 94.5 | 94.5 | 94.5 | 94.5 | 94.5
| MCINTOSH 7A | 94.5 | 94.5 | 94.5 | 94.5 | 94.5 | 94.5 | 94.5 | 94.5 | 94.5 | 94.5 | 94.5 | 94.5 | 94.5 | 94.5 | 94.5 | 94.5 | 94.5 | 94.5 | 94.5 | 94.5
| MCINTOSH 8A | 94.5 | 94.5 | 94.5 | 94.5 | 94.5 | 94.5 | 94.5 | 94.5 | 94.5 | 94.5 | 94.5 | 94.5 | 94.5 | 94.5 | 94.5 | 94.5 | 94.5 | 94.5 | 94.5 | 94.5
| MCMANUS 3A | 55.428 | 55.428 | 55.428 | 55.428 | 55.428 | 55.428 | 55.428 | 55.428 | 55.428 | 55.428 | 55.428 | 55.428 | 55.428 | 55.428 | 55.428 | 55.428 | 55.428 | 55.428 | 55.428 | 55.428
| MCMANUS 3B | 55.428 | 55.428 | 55.428 | 55.428 | 55.428 | 55.428 | 55.428 | 55.428 | 55.428 | 55.428 | 55.428 | 55.428 | 55.428 | 55.428 | 55.428 | 55.428 | 55.428 | 55.428 | 55.428 | 55.428
| MCMANUS 3C | 55.428 | 55.428 | 55.428 | 55.428 | 55.428 | 55.428 | 55.428 | 55.428 | 55.428 | 55.428 | 55.428 | 55.428 | 55.428 | 55.428 | 55.428 | 55.428 | 55.428 | 55.428 | 55.428 | 55.428
| MCMANUS 4A | 55.391 | 55.391 | 55.391 | 55.391 | 55.391 | 55.391 | 55.391 | 55.391 | 55.391 | 55.391 | 55.391 | 55.391 | 55.391 | 55.391 | 55.391 | 55.391 | 55.391 | 55.391 | 55.391 | 55.391
| MCMANUS 4B | 55.391 | 55.391 | 55.391 | 55.391 | 55.391 | 55.391 | 55.391 | 55.391 | 55.391 | 55.391 | 55.391 | 55.391 | 55.391 | 55.391 | 55.391 | 55.391 | 55.391 | 55.391 | 55.391 | 55.391
| MCMANUS 4C | 55.391 | 55.391 | 55.391 | 55.391 | 55.391 | 55.391 | 55.391 | 55.391 | 55.391 | 55.391 | 55.391 | 55.391 | 55.391 | 55.391 | 55.391 | 55.391 | 55.391 | 55.391 | 55.391 | 55.391
| MCMANUS 4D | 55.391 | 55.391 | 55.391 | 55.391 | 55.391 | 55.391 | 55.391 | 55.391 | 55.391 | 55.391 | 55.391 | 55.391 | 55.391 | 55.391 | 55.391 | 55.391 | 55.391 | 55.391 | 55.391 | 55.391
| MCMANUS 4E | 55.391 | 55.391 | 55.391 | 55.391 | 55.391 | 55.391 | 55.391 | 55.391 | 55.391 | 55.391 | 55.391 | 55.391 | 55.391 | 55.391 | 55.391 | 55.391 | 55.391 | 55.391 | 55.391 | 55.391
| MCMANUS 4F | 55.391 | 55.391 | 55.391 | 55.391 | 55.391 | 55.391 | 55.391 | 55.391 | 55.391 | 55.391 | 55.391 | 55.391 | 55.391 | 55.391 | 55.391 | 55.391 | 55.391 | 55.391 | 55.391 | 55.391
| MCMANUS DIESEL | 0 | 0 | 0 | 0 | 0 | 0 | 0 | 0 | 0 | 0 | 0 | 0 | 0 | 0 | 0 | 0 | 0 | 0 | 0 | 0
| WANSLEY 5A | 0 | 0 | 0 | 0 | 0 | 0 | 0 | 0 | 0 | 0 | 0 | 0 | 0 | 0 | 0 | 0 | 0 | 0 | 0 | 0
| WARNER ROBINS 1 | 93 | 93 | 93 | 93 | 93 | 93 | 93 | 93 | 93 | 93 | 93 | 93 | 93 | 93 | 93 | 93 | 93 | 93 | 93 | 93
| WARNER ROBINS 2 | 93 | 93 | 93 | 93 | 93 | 93 | 93 | 93 | 93 | 93 | 93 | 93 | 93 | 93 | 93 | 93 | 93 | 93 | 93 | 93
| WILSON 1A | 65.533 | 65.533 | 65.533 | 65.533 | 65.533 | 65.533 | 65.533 | 65.533 | 65.533 | 65.533 | 65.533 | 65.533 | 65.533 | 65.533 | 65.533 | 65.533 | 65.533 | 65.533 | 65.533 | 65.533
| WILSON 1B | 64.996 | 64.996 | 64.996 | 64.996 | 64.996 | 64.996 | 64.996 | 64.996 | 64.996 | 64.996 | 64.996 | 64.996 | 64.996 | 64.996 | 64.996 | 64.996 | 64.996 | 64.996 | 64.996 | 64.996
| WILSON 1C | 53.247 | 53.247 | 53.247 | 53.247 | 53.247 | 53.247 | 53.247 | 53.247 | 53.247 | 53.247 | 53.247 | 53.247 | 53.247 | 53.247 | 53.247 | 53.247 | 53.247 | 53.247 | 53.247 | 53.247
| WILSON 1D | 39.533 | 39.533 | 39.533 | 39.533 | 39.533 | 39.533 | 39.533 | 39.533 | 39.533 | 39.533 | 39.533 | 39.533 | 39.533 | 39.533 | 39.533 | 39.533 | 39.533 | 39.533 | 39.533 | 39.533
| WILSON 1E | 59.068 | 59.068 | 59.068 | 59.068 | 59.068 | 59.068 | 59.068 | 59.068 | 59.068 | 59.068 | 59.068 | 59.068 | 59.068 | 59.068 | 59.068 | 59.068 | 59.068 | 59.068 | 59.068 | 59.068
| WILSON 1F | 59.068 | 59.068 | 59.068 | 59.068 | 59.068 | 59.068 | 59.068 | 59.068 | 59.068 | 59.068 | 59.068 | 59.068 | 59.068 | 59.068 | 59.068 | 59.068 | 59.068 | 59.068 | 59.068 | 59.068
| WILSON DIESEL | 0 | 0 | 0 | 0 | 0 | 0 | 0 | 0 | 0 | 0 | 0 | 0 | 0 | 0 | 0 | 0 | 0 | 0 | 0 | 0
| YATES 10 | 0 | 0 | 0 | 199.62 | 356.62 | 356.62 | 356.62 | 356.62 | 356.62 | 356.62 | 356.62 | 356.62 | 356.62 | 356.62 | 356.62 | 356.62 | 356.62 | 356.62 | 356.62 | 356.62
| YATES 8 | 0 | 0 | 356.62 | 199.62 | 356.62 | 356.62 | 356.62 | 356.62 | 356.62 | 356.62 | 356.62 | 356.62 | 356.62 | 356.62 | 356.62 | 356.62 | 356.62 | 356.62 | 356.62 | 356.62
| YATES 9 | 0 | 0 | 0 | 199.62 | 356.62 | 356.62 | 356.62 | 356.62 | 356.62 | 356.62 | 356.62 | 356.62 | 356.62 | 356.62 | 356.62 | 356.62 | 356.62 | 356.62 | 356.62 | 356.62
Pump Storage |  | 403.3419 | 403.3419 | 403.3419 | 403.3419 | 403.3419 | 403.3419 | 403.3419 | 403.3419 | 403.3419 | 403.3419 | 403.3419 | 403.3419 | 403.3419 | 403.3419 | 403.3419 | 403.3419 | 403.3419 | 403.3419 | 403.3419 | 403.3419
| ROCKY MTN 1 PS | 63.3806 | 63.3806 | 63.3806 | 63.3806 | 63.3806 | 63.3806 | 63.3806 | 63.3806 | 63.3806 | 63.3806 | 63.3806 | 63.3806 | 63.3806 | 63.3806 | 63.3806 | 63.3806 | 63.3806 | 63.3806 | 63.3806 | 63.3806
| ROCKY MTN 2 PS | 63.3806 | 63.3806 | 63.3806 | 63.3806 | 63.3806 | 63.3806 | 63.3806 | 63.3806 | 63.3806 | 63.3806 | 63.3806 | 63.3806 | 63.3806 | 63.3806 | 63.3806 | 63.3806 | 63.3806 | 63.3806 | 63.3806 | 63.3806
| ROCKY MTN 3 PS | 63.3806 | 63.3806 | 63.3806 | 63.3806 | 63.3806 | 63.3806 | 63.3806 | 63.3806 | 63.3806 | 63.3806 | 63.3806 | 63.3806 | 63.3806 | 63.3806 | 63.3806 | 63.3806 | 63.3806 | 63.3806 | 63.3806 | 63.3806
| WALLACE DAM 1 PS | 53.3 | 53.3 | 53.3 | 53.3 | 53.3 | 53.3 | 53.3 | 53.3 | 53.3 | 53.3 | 53.3 | 53.3 | 53.3 | 53.3 | 53.3 | 53.3 | 53.3 | 53.3 | 53.3 | 53.3
| WALLACE DAM 2 PS | 53.3 | 53.3 | 53.3 | 53.3 | 53.3 | 53.3 | 53.3 | 53.3 | 53.3 | 53.3 | 53.3 | 53.3 | 53.3 | 53.3 | 53.3 | 53.3 | 53.3 | 53.3 | 53.3 | 53.3
| WALLACE DAM 5 PS | 53.3 | 53.3 | 53.3 | 53.3 | 53.3 | 53.3 | 53.3 | 53.3 | 53.3 | 53.3 | 53.3 | 53.3 | 53.3 | 53.3 | 53.3 | 53.3 | 53.3 | 53.3 | 53.3 | 53.3
| WALLACE DAM 6 PS | 53.3 | 53.3 | 53.3 | 53.3 | 53.3 | 53.3 | 53.3 | 53.3 | 53.3 | 53.3 | 53.3 | 53.3 | 53.3 | 53.3 | 53.3 | 53.3 | 53.3 | 53.3 | 53.3 | 53.3
Hydro |  | 677.9 | 691 | 696.82 | 696.82 | 696.82 | 696.82 | 696.82 | 696.82 | 696.82 | 696.82 | 696.82 | 696.82 | 696.82 | 696.82 | 696.82 | 696.82 | 696.82 | 696.82 | 696.82 | 696.82
| BARTLETT'S FERRY 1 HY | 16.74 | 16.74 | 16.74 | 16.74 | 16.74 | 16.74 | 16.74 | 16.74 | 16.74 | 16.74 | 16.74 | 16.74 | 16.74 | 16.74 | 16.74 | 16.74 | 16.74 | 16.74 | 16.74 | 16.74
| BARTLETT'S FERRY 2 HY | 16.74 | 16.74 | 16.74 | 16.74 | 16.74 | 16.74 | 16.74 | 16.74 | 16.74 | 16.74 | 16.74 | 16.74 | 16.74 | 16.74 | 16.74 | 16.74 | 16.74 | 16.74 | 16.74 | 16.74
| BARTLETT'S FERRY 3 HY | 16.74 | 16.74 | 16.74 | 16.74 | 16.74 | 16.74 | 16.74 | 16.74 | 16.74 | 16.74 | 16.74 | 16.74 | 16.74 | 16.74 | 16.74 | 16.74 | 16.74 | 16.74 | 16.74 | 16.74
| BARTLETT'S FERRY 4 HY | 22.31 | 22.31 | 22.31 | 22.31 | 22.31 | 22.31 | 22.31 | 22.31 | 22.31 | 22.31 | 22.31 | 22.31 | 22.31 | 22.31 | 22.31 | 22.31 | 22.31 | 22.31 | 22.31 | 22.31
| BARTLETT'S FERRY 5 HY | 60.29 | 60.29 | 60.29 | 60.29 | 60.29 | 60.29 | 60.29 | 60.29 | 60.29 | 60.29 | 60.29 | 60.29 | 60.29 | 60.29 | 60.29 | 60.29 | 60.29 | 60.29 | 60.29 | 60.29
| BARTLETT'S FERRY 6 HY | 60.29 | 60.29 | 60.29 | 60.29 | 60.29 | 60.29 | 60.29 | 60.29 | 60.29 | 60.29 | 60.29 | 60.29 | 60.29 | 60.29 | 60.29 | 60.29 | 60.29 | 60.29 | 60.29 | 60.29
| BURTON 1 HY | 4.35 | 4.35 | 4.35 | 4.35 | 4.35 | 4.35 | 4.35 | 4.35 | 4.35 | 4.35 | 4.35 | 4.35 | 4.35 | 4.35 | 4.35 | 4.35 | 4.35 | 4.35 | 4.35 | 4.35
| BURTON 2 HY | 4.35 | 4.35 | 4.35 | 4.35 | 4.35 | 4.35 | 4.35 | 4.35 | 4.35 | 4.35 | 4.35 | 4.35 | 4.35 | 4.35 | 4.35 | 4.35 | 4.35 | 4.35 | 4.35 | 4.35
| ESTATOAH 1 HY | 0 | 0 | 0 | 0 | 0 | 0 | 0 | 0 | 0 | 0 | 0 | 0 | 0 | 0 | 0 | 0 | 0 | 0 | 0 | 0
| FLINT RIVER 1 HY | 1.9 | 1.9 | 1.9 | 1.9 | 1.9 | 1.9 | 1.9 | 1.9 | 1.9 | 1.9 | 1.9 | 1.9 | 1.9 | 1.9 | 1.9 | 1.9 | 1.9 | 1.9 | 1.9 | 1.9
| FLINT RIVER 2 HY | 1.9 | 1.9 | 1.9 | 1.9 | 1.9 | 1.9 | 1.9 | 1.9 | 1.9 | 1.9 | 1.9 | 1.9 | 1.9 | 1.9 | 1.9 | 1.9 | 1.9 | 1.9 | 1.9 | 1.9
| FLINT RIVER 3 HY | 1.9 | 1.9 | 1.9 | 1.9 | 1.9 | 1.9 | 1.9 | 1.9 | 1.9 | 1.9 | 1.9 | 1.9 | 1.9 | 1.9 | 1.9 | 1.9 | 1.9 | 1.9 | 1.9 | 1.9
| GOAT ROCK 3 HY | 5.12 | 5.12 | 5.12 | 5.12 | 5.12 | 5.12 | 5.12 | 5.12 | 5.12 | 5.12 | 5.12 | 5.12 | 5.12 | 5.12 | 5.12 | 5.12 | 5.12 | 5.12 | 5.12 | 5.12
| GOAT ROCK 4 HY | 0 | 0 | 0 | 0 | 0 | 0 | 0 | 0 | 0 | 0 | 0 | 0 | 0 | 0 | 0 | 0 | 0 | 0 | 0 | 0
| GOAT ROCK 5 HY | 0 | 0 | 0 | 0 | 0 | 0 | 0 | 0 | 0 | 0 | 0 | 0 | 0 | 0 | 0 | 0 | 0 | 0 | 0 | 0
| GOAT ROCK 6 HY | 5.12 | 5.12 | 5.12 | 5.12 | 5.12 | 5.12 | 5.12 | 5.12 | 5.12 | 5.12 | 5.12 | 5.12 | 5.12 | 5.12 | 5.12 | 5.12 | 5.12 | 5.12 | 5.12 | 5.12
| GOAT ROCK 7 HY | 9.52 | 9.52 | 9.52 | 9.52 | 9.52 | 9.52 | 9.52 | 9.52 | 9.52 | 9.52 | 9.52 | 9.52 | 9.52 | 9.52 | 9.52 | 9.52 | 9.52 | 9.52 | 9.52 | 9.52
| GOAT ROCK 8 HY | 9.52 | 9.52 | 9.52 | 9.52 | 9.52 | 9.52 | 9.52 | 9.52 | 9.52 | 9.52 | 9.52 | 9.52 | 9.52 | 9.52 | 9.52 | 9.52 | 9.52 | 9.52 | 9.52 | 9.52
| LANGDALE 5 HY | 0 | 0 | 0 | 0 | 0 | 0 | 0 | 0 | 0 | 0 | 0 | 0 | 0 | 0 | 0 | 0 | 0 | 0 | 0 | 0
| LANGDALE 6 HY | 0 | 0 | 0 | 0 | 0 | 0 | 0 | 0 | 0 | 0 | 0 | 0 | 0 | 0 | 0 | 0 | 0 | 0 | 0 | 0
| LLOYD SHOALS 1 HY | 3.75 | 3.75 | 3.75 | 3.75 | 3.75 | 3.75 | 3.75 | 3.75 | 3.75 | 3.75 | 3.75 | 3.75 | 3.75 | 3.75 | 3.75 | 3.75 | 3.75 | 3.75 | 3.75 | 3.75
| LLOYD SHOALS 2 HY | 3.75 | 3.75 | 3.75 | 3.75 | 3.75 | 3.75 | 3.75 | 3.75 | 3.75 | 3.75 | 3.75 | 3.75 | 3.75 | 3.75 | 3.75 | 3.75 | 3.75 | 3.75 | 3.75 | 3.75
| LLOYD SHOALS 3 HY | 3.75 | 3.75 | 3.75 | 3.75 | 3.75 | 3.75 | 3.75 | 3.75 | 3.75 | 3.75 | 3.75 | 3.75 | 3.75 | 3.75 | 3.75 | 3.75 | 3.75 | 3.75 | 3.75 | 3.75
| LLOYD SHOALS 4 HY | 3.75 | 3.75 | 3.75 | 3.75 | 3.75 | 3.75 | 3.75 | 3.75 | 3.75 | 3.75 | 3.75 | 3.75 | 3.75 | 3.75 | 3.75 | 3.75 | 3.75 | 3.75 | 3.75 | 3.75
| LLOYD SHOALS 5 HY | 3.75 | 3.75 | 3.75 | 3.75 | 3.75 | 3.75 | 3.75 | 3.75 | 3.75 | 3.75 | 3.75 | 3.75 | 3.75 | 3.75 | 3.75 | 3.75 | 3.75 | 3.75 | 3.75 | 3.75
| LLOYD SHOALS 6 HY | 3.75 | 3.75 | 3.75 | 3.75 | 3.75 | 3.75 | 3.75 | 3.75 | 3.75 | 3.75 | 3.75 | 3.75 | 3.75 | 3.75 | 3.75 | 3.75 | 3.75 | 3.75 | 3.75 | 3.75
| MORGAN FALLS 1 HY | 1.67 | 1.67 | 1.67 | 1.67 | 1.67 | 1.67 | 1.67 | 1.67 | 1.67 | 1.67 | 1.67 | 1.67 | 1.67 | 1.67 | 1.67 | 1.67 | 1.67 | 1.67 | 1.67 | 1.67
| MORGAN FALLS 2 HY | 1.67 | 1.67 | 1.67 | 1.67 | 1.67 | 1.67 | 1.67 | 1.67 | 1.67 | 1.67 | 1.67 | 1.67 | 1.67 | 1.67 | 1.67 | 1.67 | 1.67 | 1.67 | 1.67 | 1.67
| MORGAN FALLS 3 HY | 0 | 0 | 0 | 0 | 0 | 0 | 0 | 0 | 0 | 0 | 0 | 0 | 0 | 0 | 0 | 0 | 0 | 0 | 0 | 0
| MORGAN FALLS 4 HY | 0 | 0 | 0 | 0 | 0 | 0 | 0 | 0 | 0 | 0 | 0 | 0 | 0 | 0 | 0 | 0 | 0 | 0 | 0 | 0
| MORGAN FALLS 5 HY | 1.67 | 1.67 | 1.67 | 1.67 | 1.67 | 1.67 | 1.67 | 1.67 | 1.67 | 1.67 | 1.67 | 1.67 | 1.67 | 1.67 | 1.67 | 1.67 | 1.67 | 1.67 | 1.67 | 1.67
| MORGAN FALLS 6 HY | 1.67 | 1.67 | 1.67 | 1.67 | 1.67 | 1.67 | 1.67 | 1.67 | 1.67 | 1.67 | 1.67 | 1.67 | 1.67 | 1.67 | 1.67 | 1.67 | 1.67 | 1.67 | 1.67 | 1.67
| MORGAN FALLS 7 HY | 1.67 | 1.67 | 1.67 | 1.67 | 1.67 | 1.67 | 1.67 | 1.67 | 1.67 | 1.67 | 1.67 | 1.67 | 1.67 | 1.67 | 1.67 | 1.67 | 1.67 | 1.67 | 1.67 | 1.67
| NACOOCHEE 1 HY | 3 | 3 | 3 | 3 | 3 | 3 | 3 | 3 | 3 | 3 | 3 | 3 | 3 | 3 | 3 | 3 | 3 | 3 | 3 | 3
| NACOOCHEE 2 HY | 3 | 3 | 3 | 3 | 3 | 3 | 3 | 3 | 3 | 3 | 3 | 3 | 3 | 3 | 3 | 3 | 3 | 3 | 3 | 3
| NORTH HIGHLANDS 1 HY | 10.82 | 10.82 | 10.82 | 10.82 | 10.82 | 10.82 | 10.82 | 10.82 | 10.82 | 10.82 | 10.82 | 10.82 | 10.82 | 10.82 | 10.82 | 10.82 | 10.82 | 10.82 | 10.82 | 10.82
| NORTH HIGHLANDS 2 HY | 10.82 | 10.82 | 10.82 | 10.82 | 10.82 | 10.82 | 10.82 | 10.82 | 10.82 | 10.82 | 10.82 | 10.82 | 10.82 | 10.82 | 10.82 | 10.82 | 10.82 | 10.82 | 10.82 | 10.82
| NORTH HIGHLANDS 3 HY | 10.82 | 10.82 | 10.82 | 10.82 | 10.82 | 10.82 | 10.82 | 10.82 | 10.82 | 10.82 | 10.82 | 10.82 | 10.82 | 10.82 | 10.82 | 10.82 | 10.82 | 10.82 | 10.82 | 10.82
| NORTH HIGHLANDS 4 HY | 2.35 | 2.35 | 2.35 | 2.35 | 2.35 | 2.35 | 2.35 | 2.35 | 2.35 | 2.35 | 2.35 | 2.35 | 2.35 | 2.35 | 2.35 | 2.35 | 2.35 | 2.35 | 2.35 | 2.35
| OLIVER 1 HY | 17.46 | 17.46 | 17.46 | 17.46 | 17.46 | 17.46 | 17.46 | 17.46 | 17.46 | 17.46 | 17.46 | 17.46 | 17.46 | 17.46 | 17.46 | 17.46 | 17.46 | 17.46 | 17.46 | 17.46
| OLIVER 2 HY | 17.46 | 17.46 | 17.46 | 17.46 | 17.46 | 17.46 | 17.46 | 17.46 | 17.46 | 17.46 | 17.46 | 17.46 | 17.46 | 17.46 | 17.46 | 17.46 | 17.46 | 17.46 | 17.46 | 17.46
| OLIVER 3 HY | 17.46 | 17.46 | 17.46 | 17.46 | 17.46 | 17.46 | 17.46 | 17.46 | 17.46 | 17.46 | 17.46 | 17.46 | 17.46 | 17.46 | 17.46 | 17.46 | 17.46 | 17.46 | 17.46 | 17.46
| OLIVER 4 HY | 0 | 0 | 5.82 | 5.82 | 5.82 | 5.82 | 5.82 | 5.82 | 5.82 | 5.82 | 5.82 | 5.82 | 5.82 | 5.82 | 5.82 | 5.82 | 5.82 | 5.82 | 5.82 | 5.82
| RIVERVIEW 1 HY | 0 | 0 | 0 | 0 | 0 | 0 | 0 | 0 | 0 | 0 | 0 | 0 | 0 | 0 | 0 | 0 | 0 | 0 | 0 | 0
| RIVERVIEW 2 HY | 0 | 0 | 0 | 0 | 0 | 0 | 0 | 0 | 0 | 0 | 0 | 0 | 0 | 0 | 0 | 0 | 0 | 0 | 0 | 0
| SINCLAIR 1 HY | 21.95 | 21.95 | 21.95 | 21.95 | 21.95 | 21.95 | 21.95 | 21.95 | 21.95 | 21.95 | 21.95 | 21.95 | 21.95 | 21.95 | 21.95 | 21.95 | 21.95 | 21.95 | 21.95 | 21.95
| SINCLAIR 2 HY | 21.95 | 21.95 | 21.95 | 21.95 | 21.95 | 21.95 | 21.95 | 21.95 | 21.95 | 21.95 | 21.95 | 21.95 | 21.95 | 21.95 | 21.95 | 21.95 | 21.95 | 21.95 | 21.95 | 21.95
| TALLULAH 1 HY | 12.15 | 12.15 | 12.15 | 12.15 | 12.15 | 12.15 | 12.15 | 12.15 | 12.15 | 12.15 | 12.15 | 12.15 | 12.15 | 12.15 | 12.15 | 12.15 | 12.15 | 12.15 | 12.15 | 12.15
| TALLULAH 2 HY | 12.15 | 12.15 | 12.15 | 12.15 | 12.15 | 12.15 | 12.15 | 12.15 | 12.15 | 12.15 | 12.15 | 12.15 | 12.15 | 12.15 | 12.15 | 12.15 | 12.15 | 12.15 | 12.15 | 12.15
| TALLULAH 3 HY | 12.15 | 12.15 | 12.15 | 12.15 | 12.15 | 12.15 | 12.15 | 12.15 | 12.15 | 12.15 | 12.15 | 12.15 | 12.15 | 12.15 | 12.15 | 12.15 | 12.15 | 12.15 | 12.15 | 12.15
| TALLULAH 4 HY | 12.15 | 12.15 | 12.15 | 12.15 | 12.15 | 12.15 | 12.15 | 12.15 | 12.15 | 12.15 | 12.15 | 12.15 | 12.15 | 12.15 | 12.15 | 12.15 | 12.15 | 12.15 | 12.15 | 12.15
| TALLULAH 5 HY | 12.15 | 12.15 | 12.15 | 12.15 | 12.15 | 12.15 | 12.15 | 12.15 | 12.15 | 12.15 | 12.15 | 12.15 | 12.15 | 12.15 | 12.15 | 12.15 | 12.15 | 12.15 | 12.15 | 12.15
| TALLULAH 6 HY | 12.15 | 12.15 | 12.15 | 12.15 | 12.15 | 12.15 | 12.15 | 12.15 | 12.15 | 12.15 | 12.15 | 12.15 | 12.15 | 12.15 | 12.15 | 12.15 | 12.15 | 12.15 | 12.15 | 12.15
| TERRORA 1 HY | 8.75 | 8.75 | 8.75 | 8.75 | 8.75 | 8.75 | 8.75 | 8.75 | 8.75 | 8.75 | 8.75 | 8.75 | 8.75 | 8.75 | 8.75 | 8.75 | 8.75 | 8.75 | 8.75 | 8.75
| TERRORA 2 HY | 8.75 | 8.75 | 8.75 | 8.75 | 8.75 | 8.75 | 8.75 | 8.75 | 8.75 | 8.75 | 8.75 | 8.75 | 8.75 | 8.75 | 8.75 | 8.75 | 8.75 | 8.75 | 8.75 | 8.75
| TUGALO 1 HY | 13.1 | 13.1 | 13.1 | 13.1 | 13.1 | 13.1 | 13.1 | 13.1 | 13.1 | 13.1 | 13.1 | 13.1 | 13.1 | 13.1 | 13.1 | 13.1 | 13.1 | 13.1 | 13.1 | 13.1
| TUGALO 2 HY | 13.1 | 13.1 | 13.1 | 13.1 | 13.1 | 13.1 | 13.1 | 13.1 | 13.1 | 13.1 | 13.1 | 13.1 | 13.1 | 13.1 | 13.1 | 13.1 | 13.1 | 13.1 | 13.1 | 13.1
| TUGALO 3 HY | 13.1 | 13.1 | 13.1 | 13.1 | 13.1 | 13.1 | 13.1 | 13.1 | 13.1 | 13.1 | 13.1 | 13.1 | 13.1 | 13.1 | 13.1 | 13.1 | 13.1 | 13.1 | 13.1 | 13.1
| TUGALO 4 HY | 0 | 13.1 | 13.1 | 13.1 | 13.1 | 13.1 | 13.1 | 13.1 | 13.1 | 13.1 | 13.1 | 13.1 | 13.1 | 13.1 | 13.1 | 13.1 | 13.1 | 13.1 | 13.1 | 13.1
| WALLACE DAM 3 HY | 57.44 | 57.44 | 57.44 | 57.44 | 57.44 | 57.44 | 57.44 | 57.44 | 57.44 | 57.44 | 57.44 | 57.44 | 57.44 | 57.44 | 57.44 | 57.44 | 57.44 | 57.44 | 57.44 | 57.44
| WALLACE DAM 4 HY | 57.44 | 57.44 | 57.44 | 57.44 | 57.44 | 57.44 | 57.44 | 57.44 | 57.44 | 57.44 | 57.44 | 57.44 | 57.44 | 57.44 | 57.44 | 57.44 | 57.44 | 57.44 | 57.44 | 57.44
| YONAH 1 HY | 9.53 | 9.53 | 9.53 | 9.53 | 9.53 | 9.53 | 9.53 | 9.53 | 9.53 | 9.53 | 9.53 | 9.53 | 9.53 | 9.53 | 9.53 | 9.53 | 9.53 | 9.53 | 9.53 | 9.53
| YONAH 2 HY | 9.53 | 9.53 | 9.53 | 9.53 | 9.53 | 9.53 | 9.53 | 9.53 | 9.53 | 9.53 | 9.53 | 9.53 | 9.53 | 9.53 | 9.53 | 9.53 | 9.53 | 9.53 | 9.53 | 9.53
| YONAH 3 HY | 9.53 | 9.53 | 9.53 | 9.53 | 9.53 | 9.53 | 9.53 | 9.53 | 9.53 | 9.53 | 9.53 | 9.53 | 9.53 | 9.53 | 9.53 | 9.53 | 9.53 | 9.53 | 9.53 | 9.53
Solar |  | 50.7888 | 50.7888 | 50.7888 | 50.7888 | 50.7888 | 51.9688 | 51.9688 | 51.9688 | 51.9688 | 51.9688 | 51.9688 | 51.9688 | 51.9688 | 51.9688 | 51.9688 | 51.9688 | 51.9688 | 51.9688 | 51.9688 | 51.9688
| COMMUNITY SOLAR - COMER | 0.216 | 0.216 | 0.216 | 0.216 | 0.216 | 0.216 | 0.216 | 0.216 | 0.216 | 0.216 | 0.216 | 0.216 | 0.216 | 0.216 | 0.216 | 0.216 | 0.216 | 0.216 | 0.216 | 0.216
| COMMUNITY SOLAR - GUYTON | 0.36 | 0.36 | 0.36 | 0.36 | 0.36 | 0.36 | 0.36 | 0.36 | 0.36 | 0.36 | 0.36 | 0.36 | 0.36 | 0.36 | 0.36 | 0.36 | 0.36 | 0.36 | 0.36 | 0.36
| COMMUNITY SOLAR - WAYNESBORO | 0.24 | 0.24 | 0.24 | 0.24 | 0.24 | 0.24 | 0.24 | 0.24 | 0.24 | 0.24 | 0.24 | 0.24 | 0.24 | 0.24 | 0.24 | 0.24 | 0.24 | 0.24 | 0.24 | 0.24
| FALCONS | 0.102 | 0.102 | 0.102 | 0.102 | 0.102 | 0.102 | 0.102 | 0.102 | 0.102 | 0.102 | 0.102 | 0.102 | 0.102 | 0.102 | 0.102 | 0.102 | 0.102 | 0.102 | 0.102 | 0.102
| FORT BENNING | 6 | 6 | 6 | 6 | 6 | 6 | 6 | 6 | 6 | 6 | 6 | 6 | 6 | 6 | 6 | 6 | 6 | 6 | 6 | 6
| FORT GORDON | 6 | 6 | 6 | 6 | 6 | 6 | 6 | 6 | 6 | 6 | 6 | 6 | 6 | 6 | 6 | 6 | 6 | 6 | 6 | 6
| FORT STEWART SOLAR | 6 | 6 | 6 | 6 | 6 | 6 | 6 | 6 | 6 | 6 | 6 | 6 | 6 | 6 | 6 | 6 | 6 | 6 | 6 | 6
| FORT VALLEY STATE UNIVERSITY | 1.08 | 1.08 | 1.08 | 1.08 | 1.08 | 1.08 | 1.08 | 1.08 | 1.08 | 1.08 | 1.08 | 1.08 | 1.08 | 1.08 | 1.08 | 1.08 | 1.08 | 1.08 | 1.08 | 1.08
| KINGS BAY SOLAR | 6.032 | 6.032 | 6.032 | 6.032 | 6.032 | 6.032 | 6.032 | 6.032 | 6.032 | 6.032 | 6.032 | 6.032 | 6.032 | 6.032 | 6.032 | 6.032 | 6.032 | 6.032 | 6.032 | 6.032
| MCINTOSH CLOSED ASH POND | 0.5 | 0.5 | 0.5 | 0.5 | 0.5 | 0.5 | 0.5 | 0.5 | 0.5 | 0.5 | 0.5 | 0.5 | 0.5 | 0.5 | 0.5 | 0.5 | 0.5 | 0.5 | 0.5 | 0.5
| MCLB | 6.232 | 6.232 | 6.232 | 6.232 | 6.232 | 6.232 | 6.232 | 6.232 | 6.232 | 6.232 | 6.232 | 6.232 | 6.232 | 6.232 | 6.232 | 6.232 | 6.232 | 6.232 | 6.232 | 6.232
| MOODY AFB | 4.95 | 4.95 | 4.95 | 4.95 | 4.95 | 4.95 | 4.95 | 4.95 | 4.95 | 4.95 | 4.95 | 4.95 | 4.95 | 4.95 | 4.95 | 4.95 | 4.95 | 4.95 | 4.95 | 4.95
| RIGHT OF WAY SOLAR | 0.08 | 0.08 | 0.08 | 0.08 | 0.08 | 0.08 | 0.08 | 0.08 | 0.08 | 0.08 | 0.08 | 0.08 | 0.08 | 0.08 | 0.08 | 0.08 | 0.08 | 0.08 | 0.08 | 0.08
| ROBINS AFB | 12.8 | 12.8 | 12.8 | 12.8 | 12.8 | 12.8 | 12.8 | 12.8 | 12.8 | 12.8 | 12.8 | 12.8 | 12.8 | 12.8 | 12.8 | 12.8 | 12.8 | 12.8 | 12.8 | 12.8
| UGA SOLAR | 0.1968 | 0.1968 | 0.1968 | 0.1968 | 0.1968 | 0.1968 | 0.1968 | 0.1968 | 0.1968 | 0.1968 | 0.1968 | 0.1968 | 0.1968 | 0.1968 | 0.1968 | 0.1968 | 0.1968 | 0.1968 | 0.1968 | 0.1968
| Unassigned Self-Build Solar | 0 | 0 | 0 | 0 | 0 | 1.18 | 1.18 | 1.18 | 1.18 | 1.18 | 1.18 | 1.18 | 1.18 | 1.18 | 1.18 | 1.18 | 1.18 | 1.18 | 1.18 | 1.18
System Sales |  | -1051.83 | -206.39 | 2e-21 | 2e-21 | 2e-21 | 2e-21 | 2e-21 | 2e-21 | 2e-21 | 2e-21 | 2e-21 | 2e-21 | 2e-21 | 2e-21 | 2e-21 | 2e-21 | 2e-21 | 2e-21 | 2e-21 | 2e-21
| SYSTEM SALE | -1051.83 | -206.39 | 2e-21 | 2e-21 | 2e-21 | 2e-21 | 2e-21 | 2e-21 | 2e-21 | 2e-21 | 2e-21 | 2e-21 | 2e-21 | 2e-21 | 2e-21 | 2e-21 | 2e-21 | 2e-21 | 2e-21 | 2e-21
Purchased Generating Capacity (MW) |  | 5913.4508 | 6011.9208 | 6241.9208 | 6503.3128 | 5723.3128 | 5830.1878 | 3787.2968 | 3787.2968 | 3732.2068 | 3728.609 | 2411.857 | 1830.3928 | 1763.4394 | 1413.6913 | 1413.6907 | 1053.6427 | 1033.6627 | 1030.9207 | 1028.2733 | 1028.0403
| 2019 IRP RENEWABLES - DG S2230 | 0.24 | 0.24 | 0.24 | 0.24 | 0.24 | 0.24 | 0.24 | 0.24 | 0.24 | 0.24 | 0.24 | 0.24 | 0.24 | 0.24 | 0.24 | 0.24 | 0.24 | 0.24 | 0.24 | 0.24
| 2019 IRP RENEWABLES - DG S2330 | 1.802 | 1.802 | 1.802 | 1.802 | 1.802 | 1.802 | 1.802 | 1.802 | 1.802 | 1.802 | 1.802 | 1.802 | 1.802 | 1.802 | 1.802 | 1.802 | 1.802 | 1.802 | 1.802 | 1.802
| 2019 IRP RENEWABLES - DG S2430 | 0.03 | 0.03 | 0.03 | 0.03 | 0.03 | 0.03 | 0.03 | 0.03 | 0.03 | 0.03 | 0.03 | 0.03 | 0.03 | 0.03 | 0.03 | 0.03 | 0.03 | 0.03 | 0.03 | 0.03
| 2019 IRP RENEWABLES - DG W2330 | 1.2173 | 1.2173 | 1.2173 | 1.2173 | 1.2173 | 1.2173 | 1.2173 | 1.2173 | 1.2173 | 1.2173 | 1.2173 | 1.2173 | 1.2173 | 1.2173 | 1.2173 | 1.2173 | 1.2173 | 1.2173 | 1.2173 | 1.2173
| 2019 IRP RENEWABLES - DG W2430 | 1.159 | 1.159 | 1.159 | 1.159 | 1.159 | 1.159 | 1.159 | 1.159 | 1.159 | 1.159 | 1.159 | 1.159 | 1.159 | 1.159 | 1.159 | 1.159 | 1.159 | 1.159 | 1.159 | 1.159
| 2022 IRP BIOMASS - AGE | 0 | 0 | 0 | 0 | 0 | 35 | 35 | 35 | 35 | 35 | 35 | 35 | 35 | 35 | 35 | 35 | 35 | 35 | 35 | 35
| 2022 IRP ESS RFP | 0 | 0 | 0 | 0 | 500 | 500 | 500 | 500 | 500 | 500 | 500 | 500 | 500 | 500 | 500 | 500 | 500 | 500 | 500 | 500
| 2022 IRP SOLAR DG RFP 1 | 2.2 | 2.2 | 2.2 | 2.2 | 2.2 | 2.2 | 2.2 | 2.2 | 2.2 | 2.2 | 2.2 | 2.2 | 2.2 | 2.2 | 2.2 | 2.2 | 2.2 | 2.2 | 2.2 | 2.2
| 2022 IRP SOLAR DG RFP 2 | 0 | 12.45 | 12.45 | 12.45 | 12.45 | 12.45 | 12.45 | 12.45 | 12.45 | 12.45 | 12.45 | 12.45 | 12.45 | 12.45 | 12.45 | 12.45 | 12.45 | 12.45 | 12.45 | 12.45
| 2022 IRP SOLAR US RFP 1 | 0 | 0 | 0 | 0 | 0 | 71.875 | 71.875 | 71.875 | 71.875 | 71.875 | 71.875 | 71.875 | 71.875 | 71.875 | 71.875 | 71.875 | 71.875 | 71.875 | 71.875 | 71.875
| 2022 IRP SOLAR US RFP 2 | 0 | 0 | 0 | 0 | 0 | 0 | 23.75 | 23.75 | 23.75 | 23.75 | 23.75 | 23.75 | 23.75 | 23.75 | 23.75 | 23.75 | 23.75 | 23.75 | 23.75 | 23.75
| 2022/2023 US - FLINT RIVER SOLAR | 10 | 10 | 10 | 10 | 10 | 10 | 10 | 10 | 10 | 10 | 10 | 10 | 10 | 10 | 10 | 10 | 10 | 10 | 10 | 10
| 2022/2023 US - TIMBERLAND SOLAR | 7 | 7 | 7 | 7 | 7 | 7 | 7 | 7 | 7 | 7 | 7 | 7 | 7 | 7 | 7 | 7 | 7 | 7 | 7 | 7
| 2022/2023 US - WADLEY SOLAR | 13 | 13 | 13 | 13 | 13 | 13 | 13 | 13 | 13 | 13 | 13 | 13 | 13 | 13 | 13 | 13 | 13 | 13 | 13 | 13
| 2022/2023 US - WASHINGTON COUNTY SOLAR | 7.5 | 7.5 | 7.5 | 7.5 | 7.5 | 7.5 | 7.5 | 7.5 | 7.5 | 7.5 | 7.5 | 7.5 | 7.5 | 7.5 | 7.5 | 7.5 | 7.5 | 7.5 | 7.5 | 7.5
| 2023 IRP UPDATE BESS RFP | 0 | 0 | 0 | 0 | 0 | 0 | 0 | 0 | 0 | 0 | 0 | 0 | 0 | 0 | 0 | 0 | 0 | 0 | 0 | 0
| ADDISON 1 (WEST GA) | 185.896 | 185.896 | 185.896 | 185.896 | 185.896 | 185.896 | 0 | 0 | 0 | 0 | 0 | 0 | 0 | 0 | 0 | 0 | 0 | 0 | 0 | 0
| ADDISON 3 (WEST GA) | 180.896 | 180.896 | 180.896 | 180.896 | 180.896 | 180.896 | 0 | 0 | 0 | 0 | 0 | 0 | 0 | 0 | 0 | 0 | 0 | 0 | 0 | 0
| ALBANY RENEWABLE ENERGY | 49.5 | 49.5 | 49.5 | 49.5 | 49.5 | 49.5 | 49.5 | 49.5 | 49.5 | 49.5 | 49.5 | 49.5 | 49.5 | 0 | 0 | 0 | 0 | 0 | 0 | 0
| ASI CLASSIC 210 MW - DG S1320 | 0.156 | 0.156 | 0.156 | 0.156 | 0.156 | 0.156 | 0.156 | 0.156 | 0.156 | 0 | 0 | 0 | 0 | 0 | 0 | 0 | 0 | 0 | 0 | 0
| ASI CLASSIC 210 MW - DG S1420 | 1.858 | 1.858 | 1.858 | 1.858 | 1.858 | 1.858 | 1.858 | 1.858 | 1.858 | 1.858 | 0 | 0 | 0 | 0 | 0 | 0 | 0 | 0 | 0 | 0
| ASI CLASSIC 210 MW - DG S1520 | 5.722 | 5.722 | 5.722 | 5.722 | 5.722 | 5.722 | 5.722 | 5.722 | 5.722 | 5.722 | 5.722 | 0 | 0 | 0 | 0 | 0 | 0 | 0 | 0 | 0
| ASI CLASSIC 210 MW - DG S1620 | 0.482 | 0.482 | 0.482 | 0.482 | 0.482 | 0.482 | 0.482 | 0.482 | 0.482 | 0.482 | 0.482 | 0.482 | 0 | 0 | 0 | 0 | 0 | 0 | 0 | 0
| ASI CLASSIC 210 MW - DG W1420 | 3.408 | 3.408 | 3.408 | 3.408 | 3.408 | 3.408 | 3.408 | 3.408 | 3.408 | 0 | 0 | 0 | 0 | 0 | 0 | 0 | 0 | 0 | 0 | 0
| ASI CLASSIC 210 MW - DG W1520 | 3.694 | 3.694 | 3.694 | 3.694 | 3.694 | 3.694 | 3.694 | 3.694 | 3.694 | 3.694 | 0 | 0 | 0 | 0 | 0 | 0 | 0 | 0 | 0 | 0
| ASI CLASSIC 210 MW - DG W1620 | 0.2802 | 0.2802 | 0.2802 | 0.2802 | 0.2802 | 0.2802 | 0.2802 | 0.2802 | 0.2802 | 0.2802 | 0.2802 | 0 | 0 | 0 | 0 | 0 | 0 | 0 | 0 | 0
| ASI CLASSIC 210 MW - US 1: DUBLIN SOLAR CENTER - DUBLIN | 1.02 | 1.02 | 1.02 | 1.02 | 1.02 | 1.02 | 1.02 | 1.02 | 1.02 | 1.02 | 1.02 | 0 | 0 | 0 | 0 | 0 | 0 | 0 | 0 | 0
| ASI CLASSIC 210 MW - US 1: RICHLAND SOLAR CENTER | 5 | 5 | 5 | 5 | 5 | 5 | 5 | 5 | 5 | 5 | 5 | 0 | 0 | 0 | 0 | 0 | 0 | 0 | 0 | 0
| ASI CLASSIC 210 MW - US 1: RINCON SOLAR CENTER | 4 | 4 | 4 | 4 | 4 | 4 | 4 | 4 | 4 | 4 | 4 | 4 | 0 | 0 | 0 | 0 | 0 | 0 | 0 | 0
| ASI CLASSIC 210 MW - US 2: BUTLER SOLAR FARM | 4 | 4 | 4 | 4 | 4 | 4 | 4 | 4 | 4 | 4 | 4 | 4 | 0 | 0 | 0 | 0 | 0 | 0 | 0 | 0
| ASI CLASSIC 210 MW - US 2: DECATUR COUNTY SOLAR PROJECT | 4.725 | 4.725 | 4.725 | 4.725 | 4.725 | 4.725 | 4.725 | 4.725 | 4.725 | 4.725 | 4.725 | 0 | 0 | 0 | 0 | 0 | 0 | 0 | 0 | 0
| ASI CLASSIC 210 MW - US 2: HECATE ENERGY - OLD MIDVILLE RD LLC | 5 | 5 | 5 | 5 | 5 | 5 | 5 | 5 | 5 | 5 | 5 | 5 | 0 | 0 | 0 | 0 | 0 | 0 | 0 | 0
| ASI CLASSIC 210 MW - US 2: SOLAR GLYNN | 3.536 | 3.536 | 3.536 | 3.536 | 3.536 | 3.536 | 3.536 | 3.536 | 3.536 | 3.536 | 3.536 | 3.536 | 0 | 0 | 0 | 0 | 0 | 0 | 0 | 0
| ASI PRIME 525 MW - DG S1625 | 0.024 | 0.024 | 0.024 | 0.024 | 0.024 | 0.024 | 0.024 | 0.024 | 0.024 | 0.024 | 0.024 | 0.024 | 0.024 | 0.024 | 0.024 | 0.024 | 0.024 | 0 | 0 | 0
| ASI PRIME 525 MW - DG S1635 | 0.064 | 0.064 | 0.064 | 0.064 | 0.064 | 0.064 | 0.064 | 0.064 | 0.064 | 0.064 | 0.064 | 0.064 | 0.064 | 0.064 | 0.064 | 0.064 | 0.064 | 0.064 | 0.064 | 0.064
| ASI PRIME 525 MW - DG S1725 | 0.8054 | 0.8054 | 0.8054 | 0.8054 | 0.8054 | 0.8054 | 0.8054 | 0.8054 | 0.8054 | 0.8054 | 0.8054 | 0.8054 | 0.8054 | 0.8054 | 0.8054 | 0.8054 | 0.8054 | 0.8054 | 0 | 0
| ASI PRIME 525 MW - DG S1730 | 1.22 | 1.22 | 1.22 | 1.22 | 1.22 | 1.22 | 1.22 | 1.22 | 1.22 | 1.22 | 1.22 | 1.22 | 1.22 | 1.22 | 1.22 | 1.22 | 1.22 | 1.22 | 1.22 | 1.22
| ASI PRIME 525 MW - DG S1735 | 1.404 | 1.404 | 1.404 | 1.404 | 1.404 | 1.404 | 1.404 | 1.404 | 1.404 | 1.404 | 1.404 | 1.404 | 1.404 | 1.404 | 1.404 | 1.404 | 1.404 | 1.404 | 1.404 | 1.404
| ASI PRIME 525 MW - DG S1815 | 0.0338 | 0.0338 | 0.0338 | 0.0338 | 0.0338 | 0.0338 | 0.0338 | 0.0338 | 0.0338 | 0 | 0 | 0 | 0 | 0 | 0 | 0 | 0 | 0 | 0 | 0
| ASI PRIME 525 MW - DG S1820 | 0.0006 | 0.0006 | 0.0006 | 0.0006 | 0.0006 | 0.0006 | 0.0006 | 0.0006 | 0.0006 | 0.0006 | 0.0006 | 0.0006 | 0.0006 | 0.0006 | 0 | 0 | 0 | 0 | 0 | 0
| ASI PRIME 525 MW - DG S1825 | 0.06 | 0.06 | 0.06 | 0.06 | 0.06 | 0.06 | 0.06 | 0.06 | 0.06 | 0.06 | 0.06 | 0.06 | 0.06 | 0.06 | 0.06 | 0.06 | 0.06 | 0.06 | 0.06 | 0
| ASI PRIME 525 MW - DG S1835 | 0.012 | 0.012 | 0.012 | 0.012 | 0.012 | 0.012 | 0.012 | 0.012 | 0.012 | 0.012 | 0.012 | 0.012 | 0.012 | 0.012 | 0.012 | 0.012 | 0.012 | 0.012 | 0.012 | 0
| ASI PRIME 525 MW - DG W1725 | 2.718 | 2.718 | 2.718 | 2.718 | 2.718 | 2.718 | 2.718 | 2.718 | 2.718 | 2.718 | 2.718 | 2.718 | 2.718 | 2.718 | 2.718 | 2.718 | 2.718 | 0 | 0 | 0
| ASI PRIME 525 MW - DG W1730 | 1.21 | 1.21 | 1.21 | 1.21 | 1.21 | 1.21 | 1.21 | 1.21 | 1.21 | 1.21 | 1.21 | 1.21 | 1.21 | 1.21 | 1.21 | 1.21 | 1.21 | 1.21 | 1.21 | 1.21
| ASI PRIME 525 MW - DG W1735 | 0.376 | 0.376 | 0.376 | 0.376 | 0.376 | 0.376 | 0.376 | 0.376 | 0.376 | 0.376 | 0.376 | 0.376 | 0.376 | 0.376 | 0.376 | 0.376 | 0.376 | 0.376 | 0.376 | 0.376
| ASI PRIME 525 MW - DG W1815 | 0.09 | 0.09 | 0.09 | 0.09 | 0.09 | 0.09 | 0.09 | 0.09 | 0 | 0 | 0 | 0 | 0 | 0 | 0 | 0 | 0 | 0 | 0 | 0
| ASI PRIME 525 MW - DG W1820 | 0.06 | 0.06 | 0.06 | 0.06 | 0.06 | 0.06 | 0.06 | 0.06 | 0.06 | 0.06 | 0.06 | 0.06 | 0.06 | 0 | 0 | 0 | 0 | 0 | 0 | 0
| ASI PRIME 525 MW - DG W1825 | 1.842 | 1.842 | 1.842 | 1.842 | 1.842 | 1.842 | 1.842 | 1.842 | 1.842 | 1.842 | 1.842 | 1.842 | 1.842 | 1.842 | 1.842 | 1.842 | 1.842 | 1.842 | 0 | 0
| ASI PRIME 525 MW - DG W1830 | 4.478 | 4.478 | 4.478 | 4.478 | 4.478 | 4.478 | 4.478 | 4.478 | 4.478 | 4.478 | 4.478 | 4.478 | 4.478 | 4.478 | 4.478 | 4.478 | 4.478 | 4.478 | 4.478 | 4.478
| ASI PRIME 525 MW - DG W1835 | 1.256 | 1.256 | 1.256 | 1.256 | 1.256 | 1.256 | 1.256 | 1.256 | 1.256 | 1.256 | 1.256 | 1.256 | 1.256 | 1.256 | 1.256 | 1.256 | 1.256 | 1.256 | 1.256 | 1.256
| ASI PRIME 525 MW - US 1: BUTLER SOLAR | 25 | 25 | 25 | 25 | 25 | 25 | 25 | 25 | 25 | 25 | 25 | 25 | 25 | 25 | 25 | 25 | 25 | 25 | 25 | 25
| ASI PRIME 525 MW - US 1: DECATUR PARKWAY SOLAR PROJECT | 19.98 | 19.98 | 19.98 | 19.98 | 19.98 | 19.98 | 19.98 | 19.98 | 19.98 | 19.98 | 19.98 | 19.98 | 19.98 | 19.98 | 19.98 | 19.98 | 0 | 0 | 0 | 0
| ASI PRIME 525 MW - US 1: PAWPAW SOLAR | 7.5 | 7.5 | 7.5 | 7.5 | 7.5 | 7.5 | 7.5 | 7.5 | 7.5 | 7.5 | 7.5 | 7.5 | 7.5 | 7.5 | 7.5 | 7.5 | 7.5 | 7.5 | 7.5 | 7.5
| ASI PRIME 525 MW - US 2: LIVE OAK SOLAR | 10.2 | 10.2 | 10.2 | 10.2 | 10.2 | 10.2 | 10.2 | 10.2 | 10.2 | 10.2 | 10.2 | 10.2 | 10.2 | 10.2 | 10.2 | 10.2 | 10.2 | 10.2 | 10.2 | 10.2
| ASI PRIME 525 MW - US 2: WHITE OAK SOLAR | 15.3 | 15.3 | 15.3 | 15.3 | 15.3 | 15.3 | 15.3 | 15.3 | 15.3 | 15.3 | 15.3 | 15.3 | 15.3 | 15.3 | 15.3 | 15.3 | 15.3 | 15.3 | 15.3 | 15.3
| ASI PRIME 525 MW - US 2: WHITE PINE SOLAR | 20.25 | 20.25 | 20.25 | 20.25 | 20.25 | 20.25 | 20.25 | 20.25 | 20.25 | 20.25 | 20.25 | 20.25 | 20.25 | 20.25 | 20.25 | 20.25 | 20.25 | 20.25 | 20.25 | 20.25
| AXIUM US SOLAR HOLDINGS (SD&D) | 0.2 | 0.2 | 0.2 | 0 | 0 | 0 | 0 | 0 | 0 | 0 | 0 | 0 | 0 | 0 | 0 | 0 | 0 | 0 | 0 | 0
| BLUE CANYON | 82 | 82 | 82 | 82 | 82 | 82 | 82 | 82 | 82 | 82 | 82 | 0 | 0 | 0 | 0 | 0 | 0 | 0 | 0 | 0
| CCSP DG - ONLINE | 0 | 0 | 0 | 0 | 0 | 0 | 0 | 0 | 0 | 0 | 0 | 0 | 0 | 0 | 0 | 0 | 0 | 0 | 0 | 0
| CCSP DG - REMAINING | 0 | 0 | 0 | 0 | 0 | 0 | 0 | 0 | 0 | 0 | 0 | 0 | 0 | 0 | 0 | 0 | 0 | 0 | 0 | 0
| COCA-COLA | 6.3 | 6.3 | 6.3 | 6.3 | 6.3 | 6.3 | 6.3 | 6.3 | 6.3 | 6.3 | 6.3 | 0 | 0 | 0 | 0 | 0 | 0 | 0 | 0 | 0
| CONYERS RENEWABLE ENERGY | 3.077 | 3.077 | 3.077 | 3.077 | 3.077 | 3.077 | 3.077 | 3.077 | 3.077 | 3.077 | 3.077 | 3.077 | 3.077 | 0 | 0 | 0 | 0 | 0 | 0 | 0
| DAHLBERG 1 | 0 | 0 | 0 | 87.006 | 87.006 | 87.006 | 87.006 | 87.006 | 87.006 | 87.006 | 87.006 | 87.006 | 87.006 | 0 | 0 | 0 | 0 | 0 | 0 | 0
| DAHLBERG 10 | 89 | 87.838 | 87.838 | 87.838 | 87.838 | 87.838 | 87.838 | 87.838 | 87.838 | 87.838 | 87.838 | 0 | 0 | 0 | 0 | 0 | 0 | 0 | 0 | 0
| DAHLBERG 2 | 88.436 | 87.408 | 87.408 | 87.408 | 87.408 | 87.408 | 87.408 | 87.408 | 87.408 | 87.408 | 87.408 | 0 | 0 | 0 | 0 | 0 | 0 | 0 | 0 | 0
| DAHLBERG 3 | 0 | 0 | 0 | 87.169 | 87.169 | 87.169 | 87.169 | 87.169 | 87.169 | 87.169 | 87.169 | 87.169 | 87.169 | 0 | 0 | 0 | 0 | 0 | 0 | 0
| DAHLBERG 4 | 87.149 | 87.149 | 87.149 | 87.149 | 87.149 | 87.149 | 0 | 0 | 0 | 0 | 0 | 0 | 0 | 0 | 0 | 0 | 0 | 0 | 0 | 0
| DAHLBERG 5 | 0 | 0 | 0 | 87.417 | 87.417 | 87.417 | 87.417 | 87.417 | 87.417 | 87.417 | 87.417 | 87.417 | 87.417 | 0 | 0 | 0 | 0 | 0 | 0 | 0
| DAHLBERG 6 | 87.737 | 87.737 | 87.737 | 87.737 | 87.737 | 87.737 | 87.737 | 87.737 | 87.737 | 87.737 | 87.737 | 0 | 0 | 0 | 0 | 0 | 0 | 0 | 0 | 0
| DAHLBERG 8 | 86.224 | 86.224 | 86.224 | 86.224 | 86.224 | 86.224 | 86.224 | 86.224 | 86.224 | 86.224 | 86.224 | 0 | 0 | 0 | 0 | 0 | 0 | 0 | 0 | 0
| DAHLBERG 9 | 0 | 88.21 | 88.21 | 88.21 | 88.21 | 88.21 | 88.21 | 88.21 | 88.21 | 88.21 | 88.21 | 0 | 0 | 0 | 0 | 0 | 0 | 0 | 0 | 0
| EXELON HEARD 1 | 157.5 | 157.5 | 157.5 | 157.5 | 157.5 | 157.5 | 0 | 0 | 0 | 0 | 0 | 0 | 0 | 0 | 0 | 0 | 0 | 0 | 0 | 0
| EXELON HEARD 2 | 157.5 | 157.5 | 157.5 | 157.5 | 157.5 | 157.5 | 0 | 0 | 0 | 0 | 0 | 0 | 0 | 0 | 0 | 0 | 0 | 0 | 0 | 0
| EXELON HEARD 3 | 157.5 | 157.5 | 157.5 | 157.5 | 157.5 | 157.5 | 0 | 0 | 0 | 0 | 0 | 0 | 0 | 0 | 0 | 0 | 0 | 0 | 0 | 0
| EXELON HEARD 4 | 157.5 | 157.5 | 157.5 | 157.5 | 157.5 | 157.5 | 0 | 0 | 0 | 0 | 0 | 0 | 0 | 0 | 0 | 0 | 0 | 0 | 0 | 0
| EXELON HEARD 5 | 157.5 | 157.5 | 157.5 | 157.5 | 157.5 | 157.5 | 0 | 0 | 0 | 0 | 0 | 0 | 0 | 0 | 0 | 0 | 0 | 0 | 0 | 0
| EXELON HEARD 6 | 157.5 | 157.5 | 157.5 | 157.5 | 157.5 | 157.5 | 0 | 0 | 0 | 0 | 0 | 0 | 0 | 0 | 0 | 0 | 0 | 0 | 0 | 0
| GEORGIA RENEWABLE POWER FRANKLIN LLC | 58 | 58 | 58 | 58 | 58 | 58 | 58 | 58 | 58 | 58 | 58 | 58 | 58 | 58 | 58 | 58 | 58 | 58 | 58 | 58
| GEORGIA RENEWABLE POWER MADISON | 58 | 58 | 58 | 58 | 58 | 58 | 58 | 58 | 58 | 58 | 58 | 58 | 58 | 58 | 58 | 58 | 58 | 58 | 58 | 58
| GREEN POWER SOLUTIONS | 29 | 29 | 29 | 29 | 29 | 29 | 29 | 29 | 29 | 29 | 29 | 0 | 0 | 0 | 0 | 0 | 0 | 0 | 0 | 0
| HARRIS 1 | 667.7 | 667.7 | 667.7 | 667.7 | 667.7 | 667.7 | 0 | 0 | 0 | 0 | 0 | 0 | 0 | 0 | 0 | 0 | 0 | 0 | 0 | 0
| HARRIS 2 | 689.5 | 689.5 | 689.5 | 689.5 | 689.5 | 689.5 | 689.5 | 689.5 | 689.5 | 689.5 | 0 | 0 | 0 | 0 | 0 | 0 | 0 | 0 | 0 | 0
| INTERNATIONAL PAPER - FLINT RIVER | 26.8974 | 26.8974 | 26.8974 | 26.8974 | 26.8974 | 26.8974 | 26.8974 | 26.8974 | 26.8974 | 26.8974 | 26.8974 | 26.8974 | 0 | 0 | 0 | 0 | 0 | 0 | 0 | 0
| INTERNATIONAL PAPER - PORT WENTWORTH | 29.5191 | 29.5191 | 29.5191 | 29.5191 | 29.5191 | 29.5191 | 29.5191 | 29.5191 | 29.5191 | 29.5191 | 29.5191 | 29.5191 | 29.5191 | 0 | 0 | 0 | 0 | 0 | 0 | 0
| LSS 50 MW - HSH PEMBROOKE | 0.2 | 0.2 | 0.2 | 0.2 | 0.2 | 0.2 | 0.2 | 0.2 | 0.2 | 0.2 | 0.2 | 0 | 0 | 0 | 0 | 0 | 0 | 0 | 0 | 0
| LSS 50 MW - SIMON SOLAR FARM | 6 | 6 | 6 | 6 | 6 | 6 | 6 | 6 | 6 | 6 | 6 | 0 | 0 | 0 | 0 | 0 | 0 | 0 | 0 | 0
| LSS 50 MW - SOLAR D&D CAMILLA | 3.2 | 3.2 | 3.2 | 3.2 | 3.2 | 3.2 | 3.2 | 3.2 | 3.2 | 3.2 | 3.2 | 0 | 0 | 0 | 0 | 0 | 0 | 0 | 0 | 0
| LSS 50 MW - SOLAR D&D CAMP (MERIWETHER COUNTY) | 0.6 | 0.6 | 0.6 | 0.6 | 0.6 | 0.6 | 0.6 | 0.6 | 0.6 | 0.6 | 0.6 | 0 | 0 | 0 | 0 | 0 | 0 | 0 | 0 | 0
| MAS GEORGIA LFG - OAK GROVE | 6.178 | 6.178 | 6.178 | 6.178 | 6.178 | 6.178 | 6.178 | 6.178 | 6.178 | 6.178 | 6.178 | 6.178 | 0 | 0 | 0 | 0 | 0 | 0 | 0 | 0
| MAS GEORGIA LFG - PINE RIDGE | 6.3 | 6.3 | 6.3 | 6.3 | 6.3 | 6.3 | 6.3 | 6.3 | 6.3 | 6.3 | 6.3 | 6.3 | 0 | 0 | 0 | 0 | 0 | 0 | 0 | 0
| MAS GEORGIA LFG - RICHLAND CREEK | 10.56 | 10.56 | 10.56 | 10.56 | 10.56 | 10.56 | 10.56 | 10.56 | 10.56 | 10.56 | 10.56 | 10.56 | 0 | 0 | 0 | 0 | 0 | 0 | 0 | 0
| MID-GEORGIA COGEN | 300 | 300 | 300 | 300 | 0 | 0 | 0 | 0 | 0 | 0 | 0 | 0 | 0 | 0 | 0 | 0 | 0 | 0 | 0 | 0
| MONROE POWER | 360 | 360 | 360 | 360 | 360 | 360 | 360 | 360 | 360 | 360 | 360 | 360 | 360 | 360 | 360 | 0 | 0 | 0 | 0 | 0
| MPC PPA | 750 | 750 | 750 | 750 | 0 | 0 | 0 | 0 | 0 | 0 | 0 | 0 | 0 | 0 | 0 | 0 | 0 | 0 | 0 | 0
| PIEDMONT GREEN POWER | 55 | 55 | 55 | 55 | 55 | 55 | 55 | 55 | 0 | 0 | 0 | 0 | 0 | 0 | 0 | 0 | 0 | 0 | 0 | 0
| REDI 1400 MW - C&I: DOUGHERTY COUNTY SOLAR | 12 | 12 | 12 | 12 | 12 | 12 | 12 | 12 | 12 | 12 | 12 | 12 | 12 | 12 | 12 | 12 | 12 | 12 | 12 | 12
| REDI 1400 MW - C&I: TANGLEWOOD SOLAR | 5.75 | 5.75 | 5.75 | 5.75 | 5.75 | 5.75 | 5.75 | 5.75 | 5.75 | 5.75 | 5.75 | 5.75 | 5.75 | 5.75 | 5.75 | 5.75 | 5.75 | 5.75 | 5.75 | 5.75
| REDI 1400 MW - DG CS S1920 | 0.048 | 0.048 | 0.048 | 0.048 | 0.048 | 0.048 | 0.048 | 0.048 | 0.048 | 0.048 | 0.048 | 0.048 | 0.048 | 0.048 | 0.048 | 0 | 0 | 0 | 0 | 0
| REDI 1400 MW - DG CS S1925 | 0.274 | 0.274 | 0.274 | 0.274 | 0.274 | 0.274 | 0.274 | 0.274 | 0.274 | 0.274 | 0.274 | 0.274 | 0.274 | 0.274 | 0.274 | 0.274 | 0.274 | 0.274 | 0.274 | 0.274
| REDI 1400 MW - DG CS S1930 | 0.589 | 0.589 | 0.589 | 0.589 | 0.589 | 0.589 | 0.589 | 0.589 | 0.589 | 0.589 | 0.589 | 0.589 | 0.589 | 0.589 | 0.589 | 0.589 | 0.589 | 0.589 | 0.589 | 0.589
| REDI 1400 MW - DG CS S1935 | 1.404 | 1.404 | 1.404 | 1.404 | 1.404 | 1.404 | 1.404 | 1.404 | 1.404 | 1.404 | 1.404 | 1.404 | 1.404 | 1.404 | 1.404 | 1.404 | 1.404 | 1.404 | 1.404 | 1.404
| REDI 1400 MW - DG CS W1925 | 0.161 | 0.161 | 0.161 | 0.161 | 0.161 | 0.161 | 0.161 | 0.161 | 0.161 | 0.161 | 0.161 | 0.161 | 0.161 | 0.161 | 0.161 | 0.161 | 0.161 | 0.161 | 0.161 | 0
| REDI 1400 MW - DG CS W1930 | 0.06 | 0.06 | 0.06 | 0.06 | 0.06 | 0.06 | 0.06 | 0.06 | 0.06 | 0.06 | 0.06 | 0.06 | 0.06 | 0.06 | 0.06 | 0.06 | 0.06 | 0.06 | 0.06 | 0.06
| REDI 1400 MW - DG CS W1935 | 1.061 | 1.061 | 1.061 | 1.061 | 1.061 | 1.061 | 1.061 | 1.061 | 1.061 | 1.061 | 1.061 | 1.061 | 1.061 | 1.061 | 1.061 | 1.061 | 1.061 | 1.061 | 1.061 | 1.061
| REDI 1400 MW - DG S2030 | 0.1 | 0.1 | 0.1 | 0.1 | 0.1 | 0.1 | 0.1 | 0.1 | 0.1 | 0.1 | 0.1 | 0.1 | 0.1 | 0.1 | 0.1 | 0.1 | 0.1 | 0.1 | 0.1 | 0.1
| REDI 1400 MW - DG S2035 | 7.531 | 7.531 | 7.531 | 7.531 | 7.531 | 7.531 | 7.531 | 7.531 | 7.531 | 7.531 | 7.531 | 7.531 | 7.531 | 7.531 | 7.531 | 7.531 | 7.531 | 7.531 | 7.531 | 7.531
| REDI 1400 MW - DG W2030 | 0.25 | 0.25 | 0.25 | 0.25 | 0.25 | 0.25 | 0.25 | 0.25 | 0.25 | 0.25 | 0.25 | 0.25 | 0.25 | 0.25 | 0.25 | 0.25 | 0.25 | 0.25 | 0.25 | 0.25
| REDI 1400 MW - DG W2035 | 0.69 | 0.69 | 0.69 | 0.69 | 0.69 | 0.69 | 0.69 | 0.69 | 0.69 | 0.69 | 0.69 | 0.69 | 0.69 | 0.69 | 0.69 | 0.69 | 0.69 | 0.69 | 0.69 | 0.69
| REDI 1400 MW - US 1: QUITMAN SOLAR | 15 | 15 | 15 | 15 | 15 | 15 | 15 | 15 | 15 | 15 | 15 | 15 | 15 | 15 | 15 | 15 | 15 | 15 | 15 | 15
| REDI 1400 MW - US 1: SOUTHERN OAK SOLAR | 16 | 16 | 16 | 16 | 16 | 16 | 16 | 16 | 16 | 16 | 16 | 16 | 16 | 16 | 16 | 16 | 16 | 16 | 16 | 16
| REDI 1400 MW - US 1: TWIGGS COUNTY SOLAR | 20 | 20 | 20 | 20 | 20 | 20 | 20 | 20 | 20 | 20 | 20 | 20 | 20 | 20 | 20 | 20 | 20 | 20 | 20 | 20
| REDI 1400 MW - US 2: COOL SPRINGS | 21.3 | 21.3 | 21.3 | 21.3 | 21.3 | 21.3 | 21.3 | 21.3 | 21.3 | 21.3 | 21.3 | 21.3 | 21.3 | 21.3 | 21.3 | 21.3 | 21.3 | 21.3 | 21.3 | 21.3
| REDI 1400 MW - US 2: HICKORY PARK | 19.55 | 19.55 | 19.55 | 19.55 | 19.55 | 19.55 | 19.55 | 19.55 | 19.55 | 19.55 | 19.55 | 19.55 | 19.55 | 19.55 | 19.55 | 19.55 | 19.55 | 19.55 | 19.55 | 19.55
| REDI 1400 MW - US 2: QUITMAN II | 15 | 15 | 15 | 15 | 15 | 15 | 15 | 15 | 15 | 15 | 15 | 15 | 15 | 15 | 15 | 15 | 15 | 15 | 15 | 15
| REDI CS2 | 0 | 0 | 0 | 0 | 0 | 0 | 0 | 0 | 0 | 0 | 0 | 0 | 0 | 0 | 0 | 0 | 0 | 0 | 0 | 0
| SANTA ROSA | 0 | 0 | 230 | 230 | 0 | 0 | 0 | 0 | 0 | 0 | 0 | 0 | 0 | 0 | 0 | 0 | 0 | 0 | 0 | 0
| SUPERIOR - WASTE MANAGEMENT | 6 | 6 | 6 | 6 | 6 | 6 | 6 | 6 | 6 | 6 | 6 | 6 | 6 | 0 | 0 | 0 | 0 | 0 | 0 | 0
| WALTON COUNTY | 0 | 0 | 0 | 0 | 0 | 0 | 0 | 0 | 0 | 0 | 0 | 0 | 0 | 0 | 0 | 0 | 0 | 0 | 0 | 0
| WANSLEY 6 | 0 | 0 | 0 | 0 | 0 | 0 | 0 | 0 | 0 | 0 | 0 | 0 | 0 | 0 | 0 | 0 | 0 | 0 | 0 | 0
| WANSLEY 7 | 621.7 | 621.7 | 621.7 | 621.7 | 621.7 | 621.7 | 621.7 | 621.7 | 621.7 | 621.7 | 0 | 0 | 0 | 0 | 0 | 0 | 0 | 0 | 0 | 0
| WASHINGTON COUNTY | 0 | 0 | 0 | 0 | 0 | 0 | 0 | 0 | 0 | 0 | 0 | 0 | 0 | 0 | 0 | 0 | 0 | 0 | 0 | 0
Dispatchable DSOs (MW) |  | 648.692 | 652.2801 | 655.7986 | 656.2857 | 658.7528 | 661.1536 | 665.3971 | 667.34 | 670.1343 | 673.0091 | 674.8896 | 676.237 | 681.0866 | 702.5999 | 711.0578 | 719.6438 | 727.5538 | 737.4593 | 747.9801 | 757.7458
| CVR Level 1 | 200.3192 | 202.1133 | 203.8725 | 204.1161 | 205.3496 | 206.55 | 208.6717 | 209.6432 | 211.0403 | 212.4777 | 213.418 | 214.0917 | 216.5165 | 227.2731 | 231.5021 | 235.7951 | 239.7501 | 244.7029 | 249.9632 | 254.8461
| CVR Level 2 | 200.3192 | 202.1133 | 203.8725 | 204.1161 | 205.3496 | 206.55 | 208.6717 | 209.6432 | 211.0403 | 212.4777 | 213.418 | 214.0917 | 216.5165 | 227.2731 | 231.5021 | 235.7951 | 239.7501 | 244.7029 | 249.9632 | 254.8461
| DER Customer Program | 0 | 0 | 0 | 0 | 0 | 0 | 0 | 0 | 0 | 0 | 0 | 0 | 0 | 0 | 0 | 0 | 0 | 0 | 0 | 0
| DPEC | 92.1444 | 92.1444 | 92.1444 | 92.1444 | 92.1444 | 92.1444 | 92.1444 | 92.1444 | 92.1444 | 92.1444 | 92.1444 | 92.1444 | 92.1444 | 92.1444 | 92.1444 | 92.1444 | 92.1444 | 92.1444 | 92.1444 | 92.1444
| RTPeDA | 2.6868 | 2.6868 | 2.6868 | 2.6868 | 2.6868 | 2.6868 | 2.6868 | 2.6868 | 2.6868 | 2.6868 | 2.6868 | 2.6868 | 2.6868 | 2.6868 | 2.6868 | 2.6868 | 2.6868 | 2.6868 | 2.6868 | 2.6868
| RTPeHA | 124.2123 | 124.2123 | 124.2123 | 124.2123 | 124.2123 | 124.2123 | 124.2123 | 124.2123 | 124.2123 | 124.2123 | 124.2123 | 124.2123 | 124.2123 | 124.2123 | 124.2123 | 124.2123 | 124.2123 | 124.2123 | 124.2123 | 124.2123
| Temp Check | 29.0101 | 29.0101 | 29.0101 | 29.0101 | 29.0101 | 29.0101 | 29.0101 | 29.0101 | 29.0101 | 29.0101 | 29.0101 | 29.0101 | 29.0101 | 29.0101 | 29.0101 | 29.0101 | 29.0101 | 29.0101 | 29.0101 | 29.0101
Energy Storage |  | 0 | 0 | 812.25 | 825.25 | 825.25 | 825.25 | 825.25 | 825.25 | 825.25 | 825.25 | 825.25 | 825.25 | 825.25 | 825.25 | 825.25 | 825.25 | 825.25 | 825.25 | 825.25 | 825.25
| 2019 IRP BESS DEMO | 0 | 0 | 0 | 0 | 0 | 0 | 0 | 0 | 0 | 0 | 0 | 0 | 0 | 0 | 0 | 0 | 0 | 0 | 0 | 0
| 2019 IRP BESS DEMO - FORT STEWART 4 HR BESS | 0 | 0 | 0 | 13 | 13 | 13 | 13 | 13 | 13 | 13 | 13 | 13 | 13 | 13 | 13 | 13 | 13 | 13 | 13 | 13
| 2022 IRP MCGRAU FORD 2 HR BATTERY | 0 | 0 | 265 | 265 | 265 | 265 | 265 | 265 | 265 | 265 | 265 | 265 | 265 | 265 | 265 | 265 | 265 | 265 | 265 | 265
| 2023 IRP UPDATE - HAMMOND | 0 | 0 | 57.5 | 57.5 | 57.5 | 57.5 | 57.5 | 57.5 | 57.5 | 57.5 | 57.5 | 57.5 | 57.5 | 57.5 | 57.5 | 57.5 | 57.5 | 57.5 | 57.5 | 57.5
| 2023 IRP Update - MCGRAU FORD PHASE 2 | 0 | 0 | 265 | 265 | 265 | 265 | 265 | 265 | 265 | 265 | 265 | 265 | 265 | 265 | 265 | 265 | 265 | 265 | 265 | 265
| 2023 IRP UPDATE - MOODY AFB | 0 | 0 | 44.55 | 44.55 | 44.55 | 44.55 | 44.55 | 44.55 | 44.55 | 44.55 | 44.55 | 44.55 | 44.55 | 44.55 | 44.55 | 44.55 | 44.55 | 44.55 | 44.55 | 44.55
| 2023 IRP UPDATE - ROBINS AFB | 0 | 0 | 115.2 | 115.2 | 115.2 | 115.2 | 115.2 | 115.2 | 115.2 | 115.2 | 115.2 | 115.2 | 115.2 | 115.2 | 115.2 | 115.2 | 115.2 | 115.2 | 115.2 | 115.2
| MOSSY BRANCH | 0 | 0 | 65 | 65 | 65 | 65 | 65 | 65 | 65 | 65 | 65 | 65 | 65 | 65 | 65 | 65 | 65 | 65 | 65 | 65
2025 IRP Requests Projected Timing & Capacities - Extensions are Above |  | 0 | 52 | 61.3 | 70.6 | 285.1 | 393.857 | 517.121 | 574.968 | 584.268 | 593.568 | 593.568 | 593.568 | 593.568 | 593.568 | 406.84 | 406.84 | 406.84 | 406.84 | 406.84 | 406.84
| SCHERER 3 WHOLESALE-TO-RETAIL | 0 | 52 | 52 | 52 | 52 | 107.337 | 162.181 | 186.728 | 186.728 | 186.728 | 186.728 | 186.728 | 186.728 | 186.728 | 0 | 0 | 0 | 0 | 0 | 0
| MCINTOSH 1A UPRATE | 0 | 0 | 0 | 0 | 0 | 9.3 | 9.3 | 9.3 | 9.3 | 9.3 | 9.3 | 9.3 | 9.3 | 9.3 | 9.3 | 9.3 | 9.3 | 9.3 | 9.3 | 9.3
| MCINTOSH 2A UPRATE | 0 | 0 | 0 | 0 | 9.3 | 9.3 | 9.3 | 9.3 | 9.3 | 9.3 | 9.3 | 9.3 | 9.3 | 9.3 | 9.3 | 9.3 | 9.3 | 9.3 | 9.3 | 9.3
| MCINTOSH 3A UPRATE | 0 | 0 | 0 | 0 | 0 | 0 | 0 | 9.3 | 9.3 | 9.3 | 9.3 | 9.3 | 9.3 | 9.3 | 9.3 | 9.3 | 9.3 | 9.3 | 9.3 | 9.3
| MCINTOSH 4A UPRATE | 0 | 0 | 0 | 0 | 0 | 0 | 0 | 0 | 0 | 9.3 | 9.3 | 9.3 | 9.3 | 9.3 | 9.3 | 9.3 | 9.3 | 9.3 | 9.3 | 9.3
| MCINTOSH 5A UPRATE | 0 | 0 | 0 | 0 | 0 | 0 | 0 | 0 | 9.3 | 9.3 | 9.3 | 9.3 | 9.3 | 9.3 | 9.3 | 9.3 | 9.3 | 9.3 | 9.3 | 9.3
| MCINTOSH 6A UPRATE | 0 | 0 | 9.3 | 9.3 | 9.3 | 9.3 | 9.3 | 9.3 | 9.3 | 9.3 | 9.3 | 9.3 | 9.3 | 9.3 | 9.3 | 9.3 | 9.3 | 9.3 | 9.3 | 9.3
| MCINTOSH 7A UPRATE | 0 | 0 | 0 | 9.3 | 9.3 | 9.3 | 9.3 | 9.3 | 9.3 | 9.3 | 9.3 | 9.3 | 9.3 | 9.3 | 9.3 | 9.3 | 9.3 | 9.3 | 9.3 | 9.3
| MCINTOSH 8A UPRATE | 0 | 0 | 0 | 0 | 0 | 0 | 9.3 | 9.3 | 9.3 | 9.3 | 9.3 | 9.3 | 9.3 | 9.3 | 9.3 | 9.3 | 9.3 | 9.3 | 9.3 | 9.3
| MCINTOSH 10 UPRATE | 0 | 0 | 0 | 0 | 97.1 | 97.1 | 97.1 | 97.1 | 97.1 | 97.1 | 97.1 | 97.1 | 97.1 | 97.1 | 97.1 | 97.1 | 97.1 | 97.1 | 97.1 | 97.1
| MCINTOSH 11 UPRATE | 0 | 0 | 0 | 0 | 97.1 | 97.1 | 97.1 | 97.1 | 97.1 | 97.1 | 97.1 | 97.1 | 97.1 | 97.1 | 97.1 | 97.1 | 97.1 | 97.1 | 97.1 | 97.1
| HATCH 1 UPRATE | 0 | 0 | 0 | 0 | 0 | 0 | 30 | 30 | 30 | 30 | 30 | 30 | 30 | 30 | 30 | 30 | 30 | 30 | 30 | 30
| HATCH 2 UPRATE | 0 | 0 | 0 | 0 | 0 | 28 | 28 | 28 | 28 | 28 | 28 | 28 | 28 | 28 | 28 | 28 | 28 | 28 | 28 | 28
| VOGTLE 1 UPRATE | 0 | 0 | 0 | 0 | 0 | 7 | 27 | 27 | 27 | 27 | 27 | 27 | 27 | 27 | 27 | 27 | 27 | 27 | 27 | 27
| VOGTLE 2 UPRATE | 0 | 0 | 0 | 0 | 7 | 7 | 7 | 27 | 27 | 27 | 27 | 27 | 27 | 27 | 27 | 27 | 27 | 27 | 27 | 27
| GOAT ROCK 3 HY INCREMENTAL | 0 | 0 | 0 | 0 | 4 | 4 | 4 | 4 | 4 | 4 | 4 | 4 | 4 | 4 | 4 | 4 | 4 | 4 | 4 | 4
| GOAT ROCK 4 HY INCREMENTAL | 0 | 0 | 0 | 0 | 0 | 9.12 | 9.12 | 9.12 | 9.12 | 9.12 | 9.12 | 9.12 | 9.12 | 9.12 | 9.12 | 9.12 | 9.12 | 9.12 | 9.12 | 9.12
| GOAT ROCK 5 HY INCREMENTAL | 0 | 0 | 0 | 0 | 0 | 0 | 9.12 | 9.12 | 9.12 | 9.12 | 9.12 | 9.12 | 9.12 | 9.12 | 9.12 | 9.12 | 9.12 | 9.12 | 9.12 | 9.12
| GOAT ROCK 6 HY INCREMENTAL | 0 | 0 | 0 | 0 | 0 | 0 | 0 | 4 | 4 | 4 | 4 | 4 | 4 | 4 | 4 | 4 | 4 | 4 | 4 | 4
2025 IRP Generics (Planning Capacity) |  | 0 | 0 | 0 | 1425 | 4045.5 | 5905.5 | 8943 | 9483 | 10554 | 10995 | 12397.5 | 12954 | 13864.5 | 14866.5 | 18631.5 | 20536.5 | 20866.5 | 21676.5 | 22036.5 | 22801.5
| CT w/ SCR | 0 | 0 | 0 | 0 | 900 | 1500 | 2400 | 2700 | 3330 | 3330 | 4230 | 4230 | 4230 | 4440 | 5340 | 5940 | 6270 | 6660 | 6810 | 7050
| CC | 0 | 0 | 0 | 0 | 0 | 1260 | 3060 | 3300 | 3720 | 4140 | 4140 | 4350 | 4980 | 5190 | 6690 | 7890 | 7890 | 8310 | 8520 | 8940
| CC w/CCS - local | 0 | 0 | 0 | 0 | 0 | 0 | 0 | 0 | 0 | 0 | 0 | 0 | 270 | 810 | 1470 | 1470 | 1470 | 1470 | 1470 | 1470
| Solar | 0 | 0 | 0 | 0 | 0 | 0 | 0 | 0 | 0 | 0 | 0 | 0 | 0 | 0 | 0 | 0 | 0 | 0 | 0 | 0
| Wind | 0 | 0 | 0 | 0 | 0 | 0 | 0 | 0 | 21 | 42 | 147 | 178.5 | 189 | 231 | 336 | 441 | 441 | 441 | 441 | 546
| Battery 4 hr (T1) | 0 | 0 | 0 | 1425 | 1795.5 | 1795.5 | 1795.5 | 1795.5 | 1795.5 | 1795.5 | 1795.5 | 1795.5 | 1795.5 | 1795.5 | 1795.5 | 1795.5 | 1795.5 | 1795.5 | 1795.5 | 1795.5
| Battery 4 hr (T2) | 0 | 0 | 0 | 0 | 1350 | 1350 | 1687.5 | 1687.5 | 1687.5 | 1687.5 | 1845 | 1845 | 1845 | 1845 | 1845 | 1845 | 1845 | 1845 | 1845 | 1845
| Battery 4 hr (T3) | 0 | 0 | 0 | 0 | 0 | 0 | 0 | 0 | 0 | 0 | 240 | 555 | 555 | 555 | 555 | 555 | 555 | 555 | 555 | 555
| Nuclear | 0 | 0 | 0 | 0 | 0 | 0 | 0 | 0 | 0 | 0 | 0 | 0 | 0 | 0 | 600 | 600 | 600 | 600 | 600 | 600

## B2025 Winter MG0
Table 4.6.1c - Georgia Power Territorial Base Case Load vs. Existing Capability MG0 (Winter) with 2025 IRP Requests & Generic Resource Additions
| Year | 2025 | 2026 | 2027 | 2028 | 2029 | 2030 | 2031 | 2032 | 2033 | 2034 | 2035 | 2036 | 2037 | 2038 | 2039 | 2040 | 2041 | 2042 | 2043 | 2044
| Peak Demand (MW), (A) | 16264.1827 | 16891.5548 | 18333.6628 | 20319.5967 | 22167.9086 | 23612.3527 | 24468.8562 | 24900.3289 | 25212.5012 | 25450.6985 | 25652.5523 | 25768.4959 | 25987.2674 | 26215.6917 | 26604.6491 | 26917.0844 | 27294.6095 | 27687.3587 | 28117.7713 | 28543.6902
| Owned Generating Capacity (MW) | 14305.8742 | 15164.4142 | 16545.4942 | 16800.7342 | 17272.0322 | 17273.2122 | 17218.2582 | 17193.6622 | 17193.6622 | 17193.6622 | 16723.9862 | 12758.6932 | 12758.6932 | 12758.6932 | 12110.2622 | 12110.2622 | 12110.2622 | 12110.2622 | 12110.2622 | 12110.2622
| Purchased Generating Capacity (MW), (B) | 5913.4508 | 6011.9208 | 6241.9208 | 6503.3128 | 5723.3128 | 5830.1878 | 3787.2968 | 3787.2968 | 3732.2068 | 3728.609 | 2411.857 | 1830.3928 | 1763.4394 | 1413.6913 | 1413.6907 | 1053.6427 | 1033.6627 | 1030.9207 | 1028.2733 | 1028.0403
| Dispatchable DSOs (MW), (C) | 648.692 | 652.2801 | 655.7986 | 656.2857 | 658.7528 | 661.1536 | 665.3971 | 667.34 | 670.1343 | 673.0091 | 674.8896 | 676.237 | 681.0866 | 702.5999 | 711.0578 | 719.6438 | 727.5538 | 737.4593 | 747.9801 | 757.7458
| 2025 IRP Requests, Excluding Extensions, (D) | 0 | 52 | 61.3 | 70.6 | 285.1 | 393.857 | 517.121 | 574.968 | 584.268 | 593.568 | 593.568 | 593.568 | 593.568 | 593.568 | 406.84 | 406.84 | 406.84 | 406.84 | 406.84 | 406.84
| 2025 IRP Generic Additions, (C) | 0 | 0 | 0 | 1425 | 4098 | 5898 | 8988 | 9528 | 10042.5 | 10483.5 | 12298.5 | 16903.5 | 17248.5 | 17893.5 | 19168.5 | 20083.5 | 20293.5 | 20803.5 | 21553.5 | 22108.5
| Total Capacity (MW) | 20868.017 | 21880.6151 | 23504.5136 | 25455.9327 | 28037.1978 | 30056.4106 | 31176.0731 | 31751.267 | 32222.7713 | 32672.3483 | 32702.8008 | 32762.391 | 33045.2873 | 33362.0524 | 33810.3507 | 34373.8888 | 34571.8187 | 35088.9823 | 35846.8556 | 36411.3883
| Capacity Required to Meet GPC Target (MW), (E) | -601.8793 | -832.7345 | -659.6807 | -29.0522 | -297.4363 | -509.1474 | -557.0262 | -592.2977 | -673.1659 | -824.6753 | -602.5385 | -517.0429 | -526.1799 | -557.1069 | -518.6842 | -691.2571 | -416.7718 | -442.4697 | -661.7472 | -693.3072
| GPC Reserve Margin (%) | 28.31% | 29.54% | 28.2% | 25.28% | 26.48% | 27.29% | 27.41% | 27.51% | 27.8% | 28.38% | 27.48% | 27.14% | 27.16% | 27.26% | 27.08% | 27.7% | 26.66% | 26.73% | 27.49% | 27.56%
|  | Notes | (A) Territorial Load requirements less non-dispatchable DSOs
(B) Includes territorial and imported power purchases. Capacity does not include the Winter 2027/2028 BESS Request for Proposals (RFP) approved in the 2023 Integrated Resource Plan (IRP) Update to show total procurement needs.
(C) Values stated in combustion turbine equivalence terms
(D) Excludes requests to extend Plant Scherer Unit 3 and Plant Gaston Units 1-4 and A beyond 12/31/2028. These extensions are already included in Owned Generating Capacity.
(E) Does not consider planning reserve sharing. Reflects GPC's Target Reserve Margin, resulting from a System Target Reserve Margin of 25.50% (2025-2027) and 26% (2028 and beyond).
Existing Capability
|  | 2025 | 2026 | 2027 | 2028 | 2029 | 2030 | 2031 | 2032 | 2033 | 2034 | 2035 | 2036 | 2037 | 2038 | 2039 | 2040 | 2041 | 2042 | 2043 | 2044
Owned Generating Capacity (MW) |  | 14305.8742 | 15164.4142 | 16545.4942 | 16800.7342 | 17272.0322 | 17273.2122 | 17218.2582 | 17193.6622 | 17193.6622 | 17193.6622 | 16723.9862 | 12758.6932 | 12758.6932 | 12758.6932 | 12110.2622 | 12110.2622 | 12110.2622 | 12110.2622 | 12110.2622 | 12110.2622
Nuclear |  | 3049.3786 | 3049.3786 | 3049.3786 | 3049.3786 | 3049.3786 | 3049.3786 | 3049.3786 | 3049.3786 | 3049.3786 | 3049.3786 | 3049.3786 | 3049.3786 | 3049.3786 | 3049.3786 | 3049.3786 | 3049.3786 | 3049.3786 | 3049.3786 | 3049.3786 | 3049.3786
| HATCH 1 | 451.401 | 451.401 | 451.401 | 451.401 | 451.401 | 451.401 | 451.401 | 451.401 | 451.401 | 451.401 | 451.401 | 451.401 | 451.401 | 451.401 | 451.401 | 451.401 | 451.401 | 451.401 | 451.401 | 451.401
| HATCH 2 | 454.407 | 454.407 | 454.407 | 454.407 | 454.407 | 454.407 | 454.407 | 454.407 | 454.407 | 454.407 | 454.407 | 454.407 | 454.407 | 454.407 | 454.407 | 454.407 | 454.407 | 454.407 | 454.407 | 454.407
| VOGTLE 1 | 559.6771 | 559.6771 | 559.6771 | 559.6771 | 559.6771 | 559.6771 | 559.6771 | 559.6771 | 559.6771 | 559.6771 | 559.6771 | 559.6771 | 559.6771 | 559.6771 | 559.6771 | 559.6771 | 559.6771 | 559.6771 | 559.6771 | 559.6771
| VOGTLE 2 | 562.9555 | 562.9555 | 562.9555 | 562.9555 | 562.9555 | 562.9555 | 562.9555 | 562.9555 | 562.9555 | 562.9555 | 562.9555 | 562.9555 | 562.9555 | 562.9555 | 562.9555 | 562.9555 | 562.9555 | 562.9555 | 562.9555 | 562.9555
| VOGTLE 3 | 510.469 | 510.469 | 510.469 | 510.469 | 510.469 | 510.469 | 510.469 | 510.469 | 510.469 | 510.469 | 510.469 | 510.469 | 510.469 | 510.469 | 510.469 | 510.469 | 510.469 | 510.469 | 510.469 | 510.469
| VOGTLE 4 | 510.469 | 510.469 | 510.469 | 510.469 | 510.469 | 510.469 | 510.469 | 510.469 | 510.469 | 510.469 | 510.469 | 510.469 | 510.469 | 510.469 | 510.469 | 510.469 | 510.469 | 510.469 | 510.469 | 510.469
Coal |  | 4044.843 | 4044.843 | 4044.843 | 4044.843 | 4044.843 | 4044.843 | 3989.889 | 3965.293 | 3965.293 | 3965.293 | 3965.293 | 0 | 0 | 0 | 0 | 0 | 0 | 0 | 0 | 0
| BOWEN 1 | 740 | 740 | 740 | 740 | 740 | 740 | 740 | 740 | 740 | 740 | 740 | 0 | 0 | 0 | 0 | 0 | 0 | 0 | 0 | 0
| BOWEN 2 | 760 | 760 | 760 | 760 | 760 | 760 | 760 | 760 | 760 | 760 | 760 | 0 | 0 | 0 | 0 | 0 | 0 | 0 | 0 | 0
| BOWEN 3 | 950 | 950 | 950 | 950 | 950 | 950 | 950 | 950 | 950 | 950 | 950 | 0 | 0 | 0 | 0 | 0 | 0 | 0 | 0 | 0
| BOWEN 4 | 910 | 910 | 910 | 910 | 910 | 910 | 910 | 910 | 910 | 910 | 910 | 0 | 0 | 0 | 0 | 0 | 0 | 0 | 0 | 0
| SCHERER 1 | 75.18 | 75.18 | 75.18 | 75.18 | 75.18 | 75.18 | 75.18 | 75.18 | 75.18 | 75.18 | 75.18 | 0 | 0 | 0 | 0 | 0 | 0 | 0 | 0 | 0
| SCHERER 2 | 72.24 | 72.24 | 72.24 | 72.24 | 72.24 | 72.24 | 72.24 | 72.24 | 72.24 | 72.24 | 72.24 | 0 | 0 | 0 | 0 | 0 | 0 | 0 | 0 | 0
| SCHERER 3 | 537.423 | 537.423 | 537.423 | 537.423 | 537.423 | 537.423 | 482.469 | 457.873 | 457.873 | 457.873 | 457.873 | 0 | 0 | 0 | 0 | 0 | 0 | 0 | 0 | 0
| WANSLEY 1 | 0 | 0 | 0 | 0 | 0 | 0 | 0 | 0 | 0 | 0 | 0 | 0 | 0 | 0 | 0 | 0 | 0 | 0 | 0 | 0
| WANSLEY 2 | 0 | 0 | 0 | 0 | 0 | 0 | 0 | 0 | 0 | 0 | 0 | 0 | 0 | 0 | 0 | 0 | 0 | 0 | 0 | 0
Combined Cycle |  | 4168.7 | 4168.7 | 4168.7 | 4168.7 | 4168.7 | 4168.7 | 4168.7 | 4168.7 | 4168.7 | 4168.7 | 4168.7 | 4168.7 | 4168.7 | 4168.7 | 4168.7 | 4168.7 | 4168.7 | 4168.7 | 4168.7 | 4168.7
| MCDONOUGH 4 | 934 | 934 | 934 | 934 | 934 | 934 | 934 | 934 | 934 | 934 | 934 | 934 | 934 | 934 | 934 | 934 | 934 | 934 | 934 | 934
| MCDONOUGH 5 | 928 | 928 | 928 | 928 | 928 | 928 | 928 | 928 | 928 | 928 | 928 | 928 | 928 | 928 | 928 | 928 | 928 | 928 | 928 | 928
| MCDONOUGH 6 | 930 | 930 | 930 | 930 | 930 | 930 | 930 | 930 | 930 | 930 | 930 | 930 | 930 | 930 | 930 | 930 | 930 | 930 | 930 | 930
| MCINTOSH 10 | 691.7 | 691.7 | 691.7 | 691.7 | 691.7 | 691.7 | 691.7 | 691.7 | 691.7 | 691.7 | 691.7 | 691.7 | 691.7 | 691.7 | 691.7 | 691.7 | 691.7 | 691.7 | 691.7 | 691.7
| MCINTOSH 11 | 685 | 685 | 685 | 685 | 685 | 685 | 685 | 685 | 685 | 685 | 685 | 685 | 685 | 685 | 685 | 685 | 685 | 685 | 685 | 685
Oil/Gas Steam |  | 1108.107 | 1108.107 | 1108.107 | 1108.107 | 1108.107 | 1108.107 | 1108.107 | 1108.107 | 1108.107 | 1108.107 | 648.431 | 648.431 | 648.431 | 648.431 | 0 | 0 | 0 | 0 | 0 | 0
| GASTON 1 GAS | 127 | 127 | 127 | 127 | 127 | 127 | 127 | 127 | 127 | 127 | 0 | 0 | 0 | 0 | 0 | 0 | 0 | 0 | 0 | 0
| GASTON 2 GAS | 128 | 128 | 128 | 128 | 128 | 128 | 128 | 128 | 128 | 128 | 0 | 0 | 0 | 0 | 0 | 0 | 0 | 0 | 0 | 0
| GASTON 3 GAS | 102.027 | 102.027 | 102.027 | 102.027 | 102.027 | 102.027 | 102.027 | 102.027 | 102.027 | 102.027 | 0 | 0 | 0 | 0 | 0 | 0 | 0 | 0 | 0 | 0
| GASTON 4 GAS | 102.649 | 102.649 | 102.649 | 102.649 | 102.649 | 102.649 | 102.649 | 102.649 | 102.649 | 102.649 | 0 | 0 | 0 | 0 | 0 | 0 | 0 | 0 | 0 | 0
| YATES 6 GAS | 322.749 | 322.749 | 322.749 | 322.749 | 322.749 | 322.749 | 322.749 | 322.749 | 322.749 | 322.749 | 322.749 | 322.749 | 322.749 | 322.749 | 0 | 0 | 0 | 0 | 0 | 0
| YATES 7 GAS | 325.682 | 325.682 | 325.682 | 325.682 | 325.682 | 325.682 | 325.682 | 325.682 | 325.682 | 325.682 | 325.682 | 325.682 | 325.682 | 325.682 | 0 | 0 | 0 | 0 | 0 | 0
Combustion Turbine |  | 1854.645 | 1854.645 | 2211.265 | 2453.505 | 2924.803 | 2924.803 | 2924.803 | 2924.803 | 2924.803 | 2924.803 | 2914.803 | 2914.803 | 2914.803 | 2914.803 | 2914.803 | 2914.803 | 2914.803 | 2914.803 | 2914.803 | 2914.803
| GASTON A | 9.702 | 9.702 | 9.702 | 9.702 | 10 | 10 | 10 | 10 | 10 | 10 | 0 | 0 | 0 | 0 | 0 | 0 | 0 | 0 | 0 | 0
| MCDONOUGH 3A | 31.434 | 31.434 | 31.434 | 31.434 | 31.434 | 31.434 | 31.434 | 31.434 | 31.434 | 31.434 | 31.434 | 31.434 | 31.434 | 31.434 | 31.434 | 31.434 | 31.434 | 31.434 | 31.434 | 31.434
| MCDONOUGH 3B | 31.434 | 31.434 | 31.434 | 31.434 | 31.434 | 31.434 | 31.434 | 31.434 | 31.434 | 31.434 | 31.434 | 31.434 | 31.434 | 31.434 | 31.434 | 31.434 | 31.434 | 31.434 | 31.434 | 31.434
| MCINTOSH 1A | 94.5 | 94.5 | 94.5 | 94.5 | 94.5 | 94.5 | 94.5 | 94.5 | 94.5 | 94.5 | 94.5 | 94.5 | 94.5 | 94.5 | 94.5 | 94.5 | 94.5 | 94.5 | 94.5 | 94.5
| MCINTOSH 2A | 94.5 | 94.5 | 94.5 | 94.5 | 94.5 | 94.5 | 94.5 | 94.5 | 94.5 | 94.5 | 94.5 | 94.5 | 94.5 | 94.5 | 94.5 | 94.5 | 94.5 | 94.5 | 94.5 | 94.5
| MCINTOSH 3A | 94.5 | 94.5 | 94.5 | 94.5 | 94.5 | 94.5 | 94.5 | 94.5 | 94.5 | 94.5 | 94.5 | 94.5 | 94.5 | 94.5 | 94.5 | 94.5 | 94.5 | 94.5 | 94.5 | 94.5
| MCINTOSH 4A | 94.5 | 94.5 | 94.5 | 94.5 | 94.5 | 94.5 | 94.5 | 94.5 | 94.5 | 94.5 | 94.5 | 94.5 | 94.5 | 94.5 | 94.5 | 94.5 | 94.5 | 94.5 | 94.5 | 94.5
| MCINTOSH 5A | 94.5 | 94.5 | 94.5 | 94.5 | 94.5 | 94.5 | 94.5 | 94.5 | 94.5 | 94.5 | 94.5 | 94.5 | 94.5 | 94.5 | 94.5 | 94.5 | 94.5 | 94.5 | 94.5 | 94.5
| MCINTOSH 6A | 94.5 | 94.5 | 94.5 | 94.5 | 94.5 | 94.5 | 94.5 | 94.5 | 94.5 | 94.5 | 94.5 | 94.5 | 94.5 | 94.5 | 94.5 | 94.5 | 94.5 | 94.5 | 94.5 | 94.5
| MCINTOSH 7A | 94.5 | 94.5 | 94.5 | 94.5 | 94.5 | 94.5 | 94.5 | 94.5 | 94.5 | 94.5 | 94.5 | 94.5 | 94.5 | 94.5 | 94.5 | 94.5 | 94.5 | 94.5 | 94.5 | 94.5
| MCINTOSH 8A | 94.5 | 94.5 | 94.5 | 94.5 | 94.5 | 94.5 | 94.5 | 94.5 | 94.5 | 94.5 | 94.5 | 94.5 | 94.5 | 94.5 | 94.5 | 94.5 | 94.5 | 94.5 | 94.5 | 94.5
| MCMANUS 3A | 55.428 | 55.428 | 55.428 | 55.428 | 55.428 | 55.428 | 55.428 | 55.428 | 55.428 | 55.428 | 55.428 | 55.428 | 55.428 | 55.428 | 55.428 | 55.428 | 55.428 | 55.428 | 55.428 | 55.428
| MCMANUS 3B | 55.428 | 55.428 | 55.428 | 55.428 | 55.428 | 55.428 | 55.428 | 55.428 | 55.428 | 55.428 | 55.428 | 55.428 | 55.428 | 55.428 | 55.428 | 55.428 | 55.428 | 55.428 | 55.428 | 55.428
| MCMANUS 3C | 55.428 | 55.428 | 55.428 | 55.428 | 55.428 | 55.428 | 55.428 | 55.428 | 55.428 | 55.428 | 55.428 | 55.428 | 55.428 | 55.428 | 55.428 | 55.428 | 55.428 | 55.428 | 55.428 | 55.428
| MCMANUS 4A | 55.391 | 55.391 | 55.391 | 55.391 | 55.391 | 55.391 | 55.391 | 55.391 | 55.391 | 55.391 | 55.391 | 55.391 | 55.391 | 55.391 | 55.391 | 55.391 | 55.391 | 55.391 | 55.391 | 55.391
| MCMANUS 4B | 55.391 | 55.391 | 55.391 | 55.391 | 55.391 | 55.391 | 55.391 | 55.391 | 55.391 | 55.391 | 55.391 | 55.391 | 55.391 | 55.391 | 55.391 | 55.391 | 55.391 | 55.391 | 55.391 | 55.391
| MCMANUS 4C | 55.391 | 55.391 | 55.391 | 55.391 | 55.391 | 55.391 | 55.391 | 55.391 | 55.391 | 55.391 | 55.391 | 55.391 | 55.391 | 55.391 | 55.391 | 55.391 | 55.391 | 55.391 | 55.391 | 55.391
| MCMANUS 4D | 55.391 | 55.391 | 55.391 | 55.391 | 55.391 | 55.391 | 55.391 | 55.391 | 55.391 | 55.391 | 55.391 | 55.391 | 55.391 | 55.391 | 55.391 | 55.391 | 55.391 | 55.391 | 55.391 | 55.391
| MCMANUS 4E | 55.391 | 55.391 | 55.391 | 55.391 | 55.391 | 55.391 | 55.391 | 55.391 | 55.391 | 55.391 | 55.391 | 55.391 | 55.391 | 55.391 | 55.391 | 55.391 | 55.391 | 55.391 | 55.391 | 55.391
| MCMANUS 4F | 55.391 | 55.391 | 55.391 | 55.391 | 55.391 | 55.391 | 55.391 | 55.391 | 55.391 | 55.391 | 55.391 | 55.391 | 55.391 | 55.391 | 55.391 | 55.391 | 55.391 | 55.391 | 55.391 | 55.391
| MCMANUS DIESEL | 0 | 0 | 0 | 0 | 0 | 0 | 0 | 0 | 0 | 0 | 0 | 0 | 0 | 0 | 0 | 0 | 0 | 0 | 0 | 0
| WANSLEY 5A | 0 | 0 | 0 | 0 | 0 | 0 | 0 | 0 | 0 | 0 | 0 | 0 | 0 | 0 | 0 | 0 | 0 | 0 | 0 | 0
| WARNER ROBINS 1 | 93 | 93 | 93 | 93 | 93 | 93 | 93 | 93 | 93 | 93 | 93 | 93 | 93 | 93 | 93 | 93 | 93 | 93 | 93 | 93
| WARNER ROBINS 2 | 93 | 93 | 93 | 93 | 93 | 93 | 93 | 93 | 93 | 93 | 93 | 93 | 93 | 93 | 93 | 93 | 93 | 93 | 93 | 93
| WILSON 1A | 65.533 | 65.533 | 65.533 | 65.533 | 65.533 | 65.533 | 65.533 | 65.533 | 65.533 | 65.533 | 65.533 | 65.533 | 65.533 | 65.533 | 65.533 | 65.533 | 65.533 | 65.533 | 65.533 | 65.533
| WILSON 1B | 64.996 | 64.996 | 64.996 | 64.996 | 64.996 | 64.996 | 64.996 | 64.996 | 64.996 | 64.996 | 64.996 | 64.996 | 64.996 | 64.996 | 64.996 | 64.996 | 64.996 | 64.996 | 64.996 | 64.996
| WILSON 1C | 53.247 | 53.247 | 53.247 | 53.247 | 53.247 | 53.247 | 53.247 | 53.247 | 53.247 | 53.247 | 53.247 | 53.247 | 53.247 | 53.247 | 53.247 | 53.247 | 53.247 | 53.247 | 53.247 | 53.247
| WILSON 1D | 39.533 | 39.533 | 39.533 | 39.533 | 39.533 | 39.533 | 39.533 | 39.533 | 39.533 | 39.533 | 39.533 | 39.533 | 39.533 | 39.533 | 39.533 | 39.533 | 39.533 | 39.533 | 39.533 | 39.533
| WILSON 1E | 59.068 | 59.068 | 59.068 | 59.068 | 59.068 | 59.068 | 59.068 | 59.068 | 59.068 | 59.068 | 59.068 | 59.068 | 59.068 | 59.068 | 59.068 | 59.068 | 59.068 | 59.068 | 59.068 | 59.068
| WILSON 1F | 59.068 | 59.068 | 59.068 | 59.068 | 59.068 | 59.068 | 59.068 | 59.068 | 59.068 | 59.068 | 59.068 | 59.068 | 59.068 | 59.068 | 59.068 | 59.068 | 59.068 | 59.068 | 59.068 | 59.068
| WILSON DIESEL | 0 | 0 | 0 | 0 | 0 | 0 | 0 | 0 | 0 | 0 | 0 | 0 | 0 | 0 | 0 | 0 | 0 | 0 | 0 | 0
| YATES 10 | 0 | 0 | 0 | 199.62 | 356.62 | 356.62 | 356.62 | 356.62 | 356.62 | 356.62 | 356.62 | 356.62 | 356.62 | 356.62 | 356.62 | 356.62 | 356.62 | 356.62 | 356.62 | 356.62
| YATES 8 | 0 | 0 | 356.62 | 199.62 | 356.62 | 356.62 | 356.62 | 356.62 | 356.62 | 356.62 | 356.62 | 356.62 | 356.62 | 356.62 | 356.62 | 356.62 | 356.62 | 356.62 | 356.62 | 356.62
| YATES 9 | 0 | 0 | 0 | 199.62 | 356.62 | 356.62 | 356.62 | 356.62 | 356.62 | 356.62 | 356.62 | 356.62 | 356.62 | 356.62 | 356.62 | 356.62 | 356.62 | 356.62 | 356.62 | 356.62
Pump Storage |  | 403.3419 | 403.3419 | 403.3419 | 403.3419 | 403.3419 | 403.3419 | 403.3419 | 403.3419 | 403.3419 | 403.3419 | 403.3419 | 403.3419 | 403.3419 | 403.3419 | 403.3419 | 403.3419 | 403.3419 | 403.3419 | 403.3419 | 403.3419
| ROCKY MTN 1 PS | 63.3806 | 63.3806 | 63.3806 | 63.3806 | 63.3806 | 63.3806 | 63.3806 | 63.3806 | 63.3806 | 63.3806 | 63.3806 | 63.3806 | 63.3806 | 63.3806 | 63.3806 | 63.3806 | 63.3806 | 63.3806 | 63.3806 | 63.3806
| ROCKY MTN 2 PS | 63.3806 | 63.3806 | 63.3806 | 63.3806 | 63.3806 | 63.3806 | 63.3806 | 63.3806 | 63.3806 | 63.3806 | 63.3806 | 63.3806 | 63.3806 | 63.3806 | 63.3806 | 63.3806 | 63.3806 | 63.3806 | 63.3806 | 63.3806
| ROCKY MTN 3 PS | 63.3806 | 63.3806 | 63.3806 | 63.3806 | 63.3806 | 63.3806 | 63.3806 | 63.3806 | 63.3806 | 63.3806 | 63.3806 | 63.3806 | 63.3806 | 63.3806 | 63.3806 | 63.3806 | 63.3806 | 63.3806 | 63.3806 | 63.3806
| WALLACE DAM 1 PS | 53.3 | 53.3 | 53.3 | 53.3 | 53.3 | 53.3 | 53.3 | 53.3 | 53.3 | 53.3 | 53.3 | 53.3 | 53.3 | 53.3 | 53.3 | 53.3 | 53.3 | 53.3 | 53.3 | 53.3
| WALLACE DAM 2 PS | 53.3 | 53.3 | 53.3 | 53.3 | 53.3 | 53.3 | 53.3 | 53.3 | 53.3 | 53.3 | 53.3 | 53.3 | 53.3 | 53.3 | 53.3 | 53.3 | 53.3 | 53.3 | 53.3 | 53.3
| WALLACE DAM 5 PS | 53.3 | 53.3 | 53.3 | 53.3 | 53.3 | 53.3 | 53.3 | 53.3 | 53.3 | 53.3 | 53.3 | 53.3 | 53.3 | 53.3 | 53.3 | 53.3 | 53.3 | 53.3 | 53.3 | 53.3
| WALLACE DAM 6 PS | 53.3 | 53.3 | 53.3 | 53.3 | 53.3 | 53.3 | 53.3 | 53.3 | 53.3 | 53.3 | 53.3 | 53.3 | 53.3 | 53.3 | 53.3 | 53.3 | 53.3 | 53.3 | 53.3 | 53.3
Hydro |  | 677.9 | 691 | 696.82 | 696.82 | 696.82 | 696.82 | 696.82 | 696.82 | 696.82 | 696.82 | 696.82 | 696.82 | 696.82 | 696.82 | 696.82 | 696.82 | 696.82 | 696.82 | 696.82 | 696.82
| BARTLETT'S FERRY 1 HY | 16.74 | 16.74 | 16.74 | 16.74 | 16.74 | 16.74 | 16.74 | 16.74 | 16.74 | 16.74 | 16.74 | 16.74 | 16.74 | 16.74 | 16.74 | 16.74 | 16.74 | 16.74 | 16.74 | 16.74
| BARTLETT'S FERRY 2 HY | 16.74 | 16.74 | 16.74 | 16.74 | 16.74 | 16.74 | 16.74 | 16.74 | 16.74 | 16.74 | 16.74 | 16.74 | 16.74 | 16.74 | 16.74 | 16.74 | 16.74 | 16.74 | 16.74 | 16.74
| BARTLETT'S FERRY 3 HY | 16.74 | 16.74 | 16.74 | 16.74 | 16.74 | 16.74 | 16.74 | 16.74 | 16.74 | 16.74 | 16.74 | 16.74 | 16.74 | 16.74 | 16.74 | 16.74 | 16.74 | 16.74 | 16.74 | 16.74
| BARTLETT'S FERRY 4 HY | 22.31 | 22.31 | 22.31 | 22.31 | 22.31 | 22.31 | 22.31 | 22.31 | 22.31 | 22.31 | 22.31 | 22.31 | 22.31 | 22.31 | 22.31 | 22.31 | 22.31 | 22.31 | 22.31 | 22.31
| BARTLETT'S FERRY 5 HY | 60.29 | 60.29 | 60.29 | 60.29 | 60.29 | 60.29 | 60.29 | 60.29 | 60.29 | 60.29 | 60.29 | 60.29 | 60.29 | 60.29 | 60.29 | 60.29 | 60.29 | 60.29 | 60.29 | 60.29
| BARTLETT'S FERRY 6 HY | 60.29 | 60.29 | 60.29 | 60.29 | 60.29 | 60.29 | 60.29 | 60.29 | 60.29 | 60.29 | 60.29 | 60.29 | 60.29 | 60.29 | 60.29 | 60.29 | 60.29 | 60.29 | 60.29 | 60.29
| BURTON 1 HY | 4.35 | 4.35 | 4.35 | 4.35 | 4.35 | 4.35 | 4.35 | 4.35 | 4.35 | 4.35 | 4.35 | 4.35 | 4.35 | 4.35 | 4.35 | 4.35 | 4.35 | 4.35 | 4.35 | 4.35
| BURTON 2 HY | 4.35 | 4.35 | 4.35 | 4.35 | 4.35 | 4.35 | 4.35 | 4.35 | 4.35 | 4.35 | 4.35 | 4.35 | 4.35 | 4.35 | 4.35 | 4.35 | 4.35 | 4.35 | 4.35 | 4.35
| ESTATOAH 1 HY | 0 | 0 | 0 | 0 | 0 | 0 | 0 | 0 | 0 | 0 | 0 | 0 | 0 | 0 | 0 | 0 | 0 | 0 | 0 | 0
| FLINT RIVER 1 HY | 1.9 | 1.9 | 1.9 | 1.9 | 1.9 | 1.9 | 1.9 | 1.9 | 1.9 | 1.9 | 1.9 | 1.9 | 1.9 | 1.9 | 1.9 | 1.9 | 1.9 | 1.9 | 1.9 | 1.9
| FLINT RIVER 2 HY | 1.9 | 1.9 | 1.9 | 1.9 | 1.9 | 1.9 | 1.9 | 1.9 | 1.9 | 1.9 | 1.9 | 1.9 | 1.9 | 1.9 | 1.9 | 1.9 | 1.9 | 1.9 | 1.9 | 1.9
| FLINT RIVER 3 HY | 1.9 | 1.9 | 1.9 | 1.9 | 1.9 | 1.9 | 1.9 | 1.9 | 1.9 | 1.9 | 1.9 | 1.9 | 1.9 | 1.9 | 1.9 | 1.9 | 1.9 | 1.9 | 1.9 | 1.9
| GOAT ROCK 3 HY | 5.12 | 5.12 | 5.12 | 5.12 | 5.12 | 5.12 | 5.12 | 5.12 | 5.12 | 5.12 | 5.12 | 5.12 | 5.12 | 5.12 | 5.12 | 5.12 | 5.12 | 5.12 | 5.12 | 5.12
| GOAT ROCK 4 HY | 0 | 0 | 0 | 0 | 0 | 0 | 0 | 0 | 0 | 0 | 0 | 0 | 0 | 0 | 0 | 0 | 0 | 0 | 0 | 0
| GOAT ROCK 5 HY | 0 | 0 | 0 | 0 | 0 | 0 | 0 | 0 | 0 | 0 | 0 | 0 | 0 | 0 | 0 | 0 | 0 | 0 | 0 | 0
| GOAT ROCK 6 HY | 5.12 | 5.12 | 5.12 | 5.12 | 5.12 | 5.12 | 5.12 | 5.12 | 5.12 | 5.12 | 5.12 | 5.12 | 5.12 | 5.12 | 5.12 | 5.12 | 5.12 | 5.12 | 5.12 | 5.12
| GOAT ROCK 7 HY | 9.52 | 9.52 | 9.52 | 9.52 | 9.52 | 9.52 | 9.52 | 9.52 | 9.52 | 9.52 | 9.52 | 9.52 | 9.52 | 9.52 | 9.52 | 9.52 | 9.52 | 9.52 | 9.52 | 9.52
| GOAT ROCK 8 HY | 9.52 | 9.52 | 9.52 | 9.52 | 9.52 | 9.52 | 9.52 | 9.52 | 9.52 | 9.52 | 9.52 | 9.52 | 9.52 | 9.52 | 9.52 | 9.52 | 9.52 | 9.52 | 9.52 | 9.52
| LANGDALE 5 HY | 0 | 0 | 0 | 0 | 0 | 0 | 0 | 0 | 0 | 0 | 0 | 0 | 0 | 0 | 0 | 0 | 0 | 0 | 0 | 0
| LANGDALE 6 HY | 0 | 0 | 0 | 0 | 0 | 0 | 0 | 0 | 0 | 0 | 0 | 0 | 0 | 0 | 0 | 0 | 0 | 0 | 0 | 0
| LLOYD SHOALS 1 HY | 3.75 | 3.75 | 3.75 | 3.75 | 3.75 | 3.75 | 3.75 | 3.75 | 3.75 | 3.75 | 3.75 | 3.75 | 3.75 | 3.75 | 3.75 | 3.75 | 3.75 | 3.75 | 3.75 | 3.75
| LLOYD SHOALS 2 HY | 3.75 | 3.75 | 3.75 | 3.75 | 3.75 | 3.75 | 3.75 | 3.75 | 3.75 | 3.75 | 3.75 | 3.75 | 3.75 | 3.75 | 3.75 | 3.75 | 3.75 | 3.75 | 3.75 | 3.75
| LLOYD SHOALS 3 HY | 3.75 | 3.75 | 3.75 | 3.75 | 3.75 | 3.75 | 3.75 | 3.75 | 3.75 | 3.75 | 3.75 | 3.75 | 3.75 | 3.75 | 3.75 | 3.75 | 3.75 | 3.75 | 3.75 | 3.75
| LLOYD SHOALS 4 HY | 3.75 | 3.75 | 3.75 | 3.75 | 3.75 | 3.75 | 3.75 | 3.75 | 3.75 | 3.75 | 3.75 | 3.75 | 3.75 | 3.75 | 3.75 | 3.75 | 3.75 | 3.75 | 3.75 | 3.75
| LLOYD SHOALS 5 HY | 3.75 | 3.75 | 3.75 | 3.75 | 3.75 | 3.75 | 3.75 | 3.75 | 3.75 | 3.75 | 3.75 | 3.75 | 3.75 | 3.75 | 3.75 | 3.75 | 3.75 | 3.75 | 3.75 | 3.75
| LLOYD SHOALS 6 HY | 3.75 | 3.75 | 3.75 | 3.75 | 3.75 | 3.75 | 3.75 | 3.75 | 3.75 | 3.75 | 3.75 | 3.75 | 3.75 | 3.75 | 3.75 | 3.75 | 3.75 | 3.75 | 3.75 | 3.75
| MORGAN FALLS 1 HY | 1.67 | 1.67 | 1.67 | 1.67 | 1.67 | 1.67 | 1.67 | 1.67 | 1.67 | 1.67 | 1.67 | 1.67 | 1.67 | 1.67 | 1.67 | 1.67 | 1.67 | 1.67 | 1.67 | 1.67
| MORGAN FALLS 2 HY | 1.67 | 1.67 | 1.67 | 1.67 | 1.67 | 1.67 | 1.67 | 1.67 | 1.67 | 1.67 | 1.67 | 1.67 | 1.67 | 1.67 | 1.67 | 1.67 | 1.67 | 1.67 | 1.67 | 1.67
| MORGAN FALLS 3 HY | 0 | 0 | 0 | 0 | 0 | 0 | 0 | 0 | 0 | 0 | 0 | 0 | 0 | 0 | 0 | 0 | 0 | 0 | 0 | 0
| MORGAN FALLS 4 HY | 0 | 0 | 0 | 0 | 0 | 0 | 0 | 0 | 0 | 0 | 0 | 0 | 0 | 0 | 0 | 0 | 0 | 0 | 0 | 0
| MORGAN FALLS 5 HY | 1.67 | 1.67 | 1.67 | 1.67 | 1.67 | 1.67 | 1.67 | 1.67 | 1.67 | 1.67 | 1.67 | 1.67 | 1.67 | 1.67 | 1.67 | 1.67 | 1.67 | 1.67 | 1.67 | 1.67
| MORGAN FALLS 6 HY | 1.67 | 1.67 | 1.67 | 1.67 | 1.67 | 1.67 | 1.67 | 1.67 | 1.67 | 1.67 | 1.67 | 1.67 | 1.67 | 1.67 | 1.67 | 1.67 | 1.67 | 1.67 | 1.67 | 1.67
| MORGAN FALLS 7 HY | 1.67 | 1.67 | 1.67 | 1.67 | 1.67 | 1.67 | 1.67 | 1.67 | 1.67 | 1.67 | 1.67 | 1.67 | 1.67 | 1.67 | 1.67 | 1.67 | 1.67 | 1.67 | 1.67 | 1.67
| NACOOCHEE 1 HY | 3 | 3 | 3 | 3 | 3 | 3 | 3 | 3 | 3 | 3 | 3 | 3 | 3 | 3 | 3 | 3 | 3 | 3 | 3 | 3
| NACOOCHEE 2 HY | 3 | 3 | 3 | 3 | 3 | 3 | 3 | 3 | 3 | 3 | 3 | 3 | 3 | 3 | 3 | 3 | 3 | 3 | 3 | 3
| NORTH HIGHLANDS 1 HY | 10.82 | 10.82 | 10.82 | 10.82 | 10.82 | 10.82 | 10.82 | 10.82 | 10.82 | 10.82 | 10.82 | 10.82 | 10.82 | 10.82 | 10.82 | 10.82 | 10.82 | 10.82 | 10.82 | 10.82
| NORTH HIGHLANDS 2 HY | 10.82 | 10.82 | 10.82 | 10.82 | 10.82 | 10.82 | 10.82 | 10.82 | 10.82 | 10.82 | 10.82 | 10.82 | 10.82 | 10.82 | 10.82 | 10.82 | 10.82 | 10.82 | 10.82 | 10.82
| NORTH HIGHLANDS 3 HY | 10.82 | 10.82 | 10.82 | 10.82 | 10.82 | 10.82 | 10.82 | 10.82 | 10.82 | 10.82 | 10.82 | 10.82 | 10.82 | 10.82 | 10.82 | 10.82 | 10.82 | 10.82 | 10.82 | 10.82
| NORTH HIGHLANDS 4 HY | 2.35 | 2.35 | 2.35 | 2.35 | 2.35 | 2.35 | 2.35 | 2.35 | 2.35 | 2.35 | 2.35 | 2.35 | 2.35 | 2.35 | 2.35 | 2.35 | 2.35 | 2.35 | 2.35 | 2.35
| OLIVER 1 HY | 17.46 | 17.46 | 17.46 | 17.46 | 17.46 | 17.46 | 17.46 | 17.46 | 17.46 | 17.46 | 17.46 | 17.46 | 17.46 | 17.46 | 17.46 | 17.46 | 17.46 | 17.46 | 17.46 | 17.46
| OLIVER 2 HY | 17.46 | 17.46 | 17.46 | 17.46 | 17.46 | 17.46 | 17.46 | 17.46 | 17.46 | 17.46 | 17.46 | 17.46 | 17.46 | 17.46 | 17.46 | 17.46 | 17.46 | 17.46 | 17.46 | 17.46
| OLIVER 3 HY | 17.46 | 17.46 | 17.46 | 17.46 | 17.46 | 17.46 | 17.46 | 17.46 | 17.46 | 17.46 | 17.46 | 17.46 | 17.46 | 17.46 | 17.46 | 17.46 | 17.46 | 17.46 | 17.46 | 17.46
| OLIVER 4 HY | 0 | 0 | 5.82 | 5.82 | 5.82 | 5.82 | 5.82 | 5.82 | 5.82 | 5.82 | 5.82 | 5.82 | 5.82 | 5.82 | 5.82 | 5.82 | 5.82 | 5.82 | 5.82 | 5.82
| RIVERVIEW 1 HY | 0 | 0 | 0 | 0 | 0 | 0 | 0 | 0 | 0 | 0 | 0 | 0 | 0 | 0 | 0 | 0 | 0 | 0 | 0 | 0
| RIVERVIEW 2 HY | 0 | 0 | 0 | 0 | 0 | 0 | 0 | 0 | 0 | 0 | 0 | 0 | 0 | 0 | 0 | 0 | 0 | 0 | 0 | 0
| SINCLAIR 1 HY | 21.95 | 21.95 | 21.95 | 21.95 | 21.95 | 21.95 | 21.95 | 21.95 | 21.95 | 21.95 | 21.95 | 21.95 | 21.95 | 21.95 | 21.95 | 21.95 | 21.95 | 21.95 | 21.95 | 21.95
| SINCLAIR 2 HY | 21.95 | 21.95 | 21.95 | 21.95 | 21.95 | 21.95 | 21.95 | 21.95 | 21.95 | 21.95 | 21.95 | 21.95 | 21.95 | 21.95 | 21.95 | 21.95 | 21.95 | 21.95 | 21.95 | 21.95
| TALLULAH 1 HY | 12.15 | 12.15 | 12.15 | 12.15 | 12.15 | 12.15 | 12.15 | 12.15 | 12.15 | 12.15 | 12.15 | 12.15 | 12.15 | 12.15 | 12.15 | 12.15 | 12.15 | 12.15 | 12.15 | 12.15
| TALLULAH 2 HY | 12.15 | 12.15 | 12.15 | 12.15 | 12.15 | 12.15 | 12.15 | 12.15 | 12.15 | 12.15 | 12.15 | 12.15 | 12.15 | 12.15 | 12.15 | 12.15 | 12.15 | 12.15 | 12.15 | 12.15
| TALLULAH 3 HY | 12.15 | 12.15 | 12.15 | 12.15 | 12.15 | 12.15 | 12.15 | 12.15 | 12.15 | 12.15 | 12.15 | 12.15 | 12.15 | 12.15 | 12.15 | 12.15 | 12.15 | 12.15 | 12.15 | 12.15
| TALLULAH 4 HY | 12.15 | 12.15 | 12.15 | 12.15 | 12.15 | 12.15 | 12.15 | 12.15 | 12.15 | 12.15 | 12.15 | 12.15 | 12.15 | 12.15 | 12.15 | 12.15 | 12.15 | 12.15 | 12.15 | 12.15
| TALLULAH 5 HY | 12.15 | 12.15 | 12.15 | 12.15 | 12.15 | 12.15 | 12.15 | 12.15 | 12.15 | 12.15 | 12.15 | 12.15 | 12.15 | 12.15 | 12.15 | 12.15 | 12.15 | 12.15 | 12.15 | 12.15
| TALLULAH 6 HY | 12.15 | 12.15 | 12.15 | 12.15 | 12.15 | 12.15 | 12.15 | 12.15 | 12.15 | 12.15 | 12.15 | 12.15 | 12.15 | 12.15 | 12.15 | 12.15 | 12.15 | 12.15 | 12.15 | 12.15
| TERRORA 1 HY | 8.75 | 8.75 | 8.75 | 8.75 | 8.75 | 8.75 | 8.75 | 8.75 | 8.75 | 8.75 | 8.75 | 8.75 | 8.75 | 8.75 | 8.75 | 8.75 | 8.75 | 8.75 | 8.75 | 8.75
| TERRORA 2 HY | 8.75 | 8.75 | 8.75 | 8.75 | 8.75 | 8.75 | 8.75 | 8.75 | 8.75 | 8.75 | 8.75 | 8.75 | 8.75 | 8.75 | 8.75 | 8.75 | 8.75 | 8.75 | 8.75 | 8.75
| TUGALO 1 HY | 13.1 | 13.1 | 13.1 | 13.1 | 13.1 | 13.1 | 13.1 | 13.1 | 13.1 | 13.1 | 13.1 | 13.1 | 13.1 | 13.1 | 13.1 | 13.1 | 13.1 | 13.1 | 13.1 | 13.1
| TUGALO 2 HY | 13.1 | 13.1 | 13.1 | 13.1 | 13.1 | 13.1 | 13.1 | 13.1 | 13.1 | 13.1 | 13.1 | 13.1 | 13.1 | 13.1 | 13.1 | 13.1 | 13.1 | 13.1 | 13.1 | 13.1
| TUGALO 3 HY | 13.1 | 13.1 | 13.1 | 13.1 | 13.1 | 13.1 | 13.1 | 13.1 | 13.1 | 13.1 | 13.1 | 13.1 | 13.1 | 13.1 | 13.1 | 13.1 | 13.1 | 13.1 | 13.1 | 13.1
| TUGALO 4 HY | 0 | 13.1 | 13.1 | 13.1 | 13.1 | 13.1 | 13.1 | 13.1 | 13.1 | 13.1 | 13.1 | 13.1 | 13.1 | 13.1 | 13.1 | 13.1 | 13.1 | 13.1 | 13.1 | 13.1
| WALLACE DAM 3 HY | 57.44 | 57.44 | 57.44 | 57.44 | 57.44 | 57.44 | 57.44 | 57.44 | 57.44 | 57.44 | 57.44 | 57.44 | 57.44 | 57.44 | 57.44 | 57.44 | 57.44 | 57.44 | 57.44 | 57.44
| WALLACE DAM 4 HY | 57.44 | 57.44 | 57.44 | 57.44 | 57.44 | 57.44 | 57.44 | 57.44 | 57.44 | 57.44 | 57.44 | 57.44 | 57.44 | 57.44 | 57.44 | 57.44 | 57.44 | 57.44 | 57.44 | 57.44
| YONAH 1 HY | 9.53 | 9.53 | 9.53 | 9.53 | 9.53 | 9.53 | 9.53 | 9.53 | 9.53 | 9.53 | 9.53 | 9.53 | 9.53 | 9.53 | 9.53 | 9.53 | 9.53 | 9.53 | 9.53 | 9.53
| YONAH 2 HY | 9.53 | 9.53 | 9.53 | 9.53 | 9.53 | 9.53 | 9.53 | 9.53 | 9.53 | 9.53 | 9.53 | 9.53 | 9.53 | 9.53 | 9.53 | 9.53 | 9.53 | 9.53 | 9.53 | 9.53
| YONAH 3 HY | 9.53 | 9.53 | 9.53 | 9.53 | 9.53 | 9.53 | 9.53 | 9.53 | 9.53 | 9.53 | 9.53 | 9.53 | 9.53 | 9.53 | 9.53 | 9.53 | 9.53 | 9.53 | 9.53 | 9.53
Solar |  | 50.7888 | 50.7888 | 50.7888 | 50.7888 | 50.7888 | 51.9688 | 51.9688 | 51.9688 | 51.9688 | 51.9688 | 51.9688 | 51.9688 | 51.9688 | 51.9688 | 51.9688 | 51.9688 | 51.9688 | 51.9688 | 51.9688 | 51.9688
| COMMUNITY SOLAR - COMER | 0.216 | 0.216 | 0.216 | 0.216 | 0.216 | 0.216 | 0.216 | 0.216 | 0.216 | 0.216 | 0.216 | 0.216 | 0.216 | 0.216 | 0.216 | 0.216 | 0.216 | 0.216 | 0.216 | 0.216
| COMMUNITY SOLAR - GUYTON | 0.36 | 0.36 | 0.36 | 0.36 | 0.36 | 0.36 | 0.36 | 0.36 | 0.36 | 0.36 | 0.36 | 0.36 | 0.36 | 0.36 | 0.36 | 0.36 | 0.36 | 0.36 | 0.36 | 0.36
| COMMUNITY SOLAR - WAYNESBORO | 0.24 | 0.24 | 0.24 | 0.24 | 0.24 | 0.24 | 0.24 | 0.24 | 0.24 | 0.24 | 0.24 | 0.24 | 0.24 | 0.24 | 0.24 | 0.24 | 0.24 | 0.24 | 0.24 | 0.24
| FALCONS | 0.102 | 0.102 | 0.102 | 0.102 | 0.102 | 0.102 | 0.102 | 0.102 | 0.102 | 0.102 | 0.102 | 0.102 | 0.102 | 0.102 | 0.102 | 0.102 | 0.102 | 0.102 | 0.102 | 0.102
| FORT BENNING | 6 | 6 | 6 | 6 | 6 | 6 | 6 | 6 | 6 | 6 | 6 | 6 | 6 | 6 | 6 | 6 | 6 | 6 | 6 | 6
| FORT GORDON | 6 | 6 | 6 | 6 | 6 | 6 | 6 | 6 | 6 | 6 | 6 | 6 | 6 | 6 | 6 | 6 | 6 | 6 | 6 | 6
| FORT STEWART SOLAR | 6 | 6 | 6 | 6 | 6 | 6 | 6 | 6 | 6 | 6 | 6 | 6 | 6 | 6 | 6 | 6 | 6 | 6 | 6 | 6
| FORT VALLEY STATE UNIVERSITY | 1.08 | 1.08 | 1.08 | 1.08 | 1.08 | 1.08 | 1.08 | 1.08 | 1.08 | 1.08 | 1.08 | 1.08 | 1.08 | 1.08 | 1.08 | 1.08 | 1.08 | 1.08 | 1.08 | 1.08
| KINGS BAY SOLAR | 6.032 | 6.032 | 6.032 | 6.032 | 6.032 | 6.032 | 6.032 | 6.032 | 6.032 | 6.032 | 6.032 | 6.032 | 6.032 | 6.032 | 6.032 | 6.032 | 6.032 | 6.032 | 6.032 | 6.032
| MCINTOSH CLOSED ASH POND | 0.5 | 0.5 | 0.5 | 0.5 | 0.5 | 0.5 | 0.5 | 0.5 | 0.5 | 0.5 | 0.5 | 0.5 | 0.5 | 0.5 | 0.5 | 0.5 | 0.5 | 0.5 | 0.5 | 0.5
| MCLB | 6.232 | 6.232 | 6.232 | 6.232 | 6.232 | 6.232 | 6.232 | 6.232 | 6.232 | 6.232 | 6.232 | 6.232 | 6.232 | 6.232 | 6.232 | 6.232 | 6.232 | 6.232 | 6.232 | 6.232
| MOODY AFB | 4.95 | 4.95 | 4.95 | 4.95 | 4.95 | 4.95 | 4.95 | 4.95 | 4.95 | 4.95 | 4.95 | 4.95 | 4.95 | 4.95 | 4.95 | 4.95 | 4.95 | 4.95 | 4.95 | 4.95
| RIGHT OF WAY SOLAR | 0.08 | 0.08 | 0.08 | 0.08 | 0.08 | 0.08 | 0.08 | 0.08 | 0.08 | 0.08 | 0.08 | 0.08 | 0.08 | 0.08 | 0.08 | 0.08 | 0.08 | 0.08 | 0.08 | 0.08
| ROBINS AFB | 12.8 | 12.8 | 12.8 | 12.8 | 12.8 | 12.8 | 12.8 | 12.8 | 12.8 | 12.8 | 12.8 | 12.8 | 12.8 | 12.8 | 12.8 | 12.8 | 12.8 | 12.8 | 12.8 | 12.8
| UGA SOLAR | 0.1968 | 0.1968 | 0.1968 | 0.1968 | 0.1968 | 0.1968 | 0.1968 | 0.1968 | 0.1968 | 0.1968 | 0.1968 | 0.1968 | 0.1968 | 0.1968 | 0.1968 | 0.1968 | 0.1968 | 0.1968 | 0.1968 | 0.1968
| Unassigned Self-Build Solar | 0 | 0 | 0 | 0 | 0 | 1.18 | 1.18 | 1.18 | 1.18 | 1.18 | 1.18 | 1.18 | 1.18 | 1.18 | 1.18 | 1.18 | 1.18 | 1.18 | 1.18 | 1.18
System Sales |  | -1051.83 | -206.39 | 2e-21 | 2e-21 | 2e-21 | 2e-21 | 2e-21 | 2e-21 | 2e-21 | 2e-21 | 2e-21 | 2e-21 | 2e-21 | 2e-21 | 2e-21 | 2e-21 | 2e-21 | 2e-21 | 2e-21 | 2e-21
| SYSTEM SALE | -1051.83 | -206.39 | 2e-21 | 2e-21 | 2e-21 | 2e-21 | 2e-21 | 2e-21 | 2e-21 | 2e-21 | 2e-21 | 2e-21 | 2e-21 | 2e-21 | 2e-21 | 2e-21 | 2e-21 | 2e-21 | 2e-21 | 2e-21
Purchased Generating Capacity (MW) |  | 5913.4508 | 6011.9208 | 6241.9208 | 6503.3128 | 5723.3128 | 5830.1878 | 3787.2968 | 3787.2968 | 3732.2068 | 3728.609 | 2411.857 | 1830.3928 | 1763.4394 | 1413.6913 | 1413.6907 | 1053.6427 | 1033.6627 | 1030.9207 | 1028.2733 | 1028.0403
| 2019 IRP RENEWABLES - DG S2230 | 0.24 | 0.24 | 0.24 | 0.24 | 0.24 | 0.24 | 0.24 | 0.24 | 0.24 | 0.24 | 0.24 | 0.24 | 0.24 | 0.24 | 0.24 | 0.24 | 0.24 | 0.24 | 0.24 | 0.24
| 2019 IRP RENEWABLES - DG S2330 | 1.802 | 1.802 | 1.802 | 1.802 | 1.802 | 1.802 | 1.802 | 1.802 | 1.802 | 1.802 | 1.802 | 1.802 | 1.802 | 1.802 | 1.802 | 1.802 | 1.802 | 1.802 | 1.802 | 1.802
| 2019 IRP RENEWABLES - DG S2430 | 0.03 | 0.03 | 0.03 | 0.03 | 0.03 | 0.03 | 0.03 | 0.03 | 0.03 | 0.03 | 0.03 | 0.03 | 0.03 | 0.03 | 0.03 | 0.03 | 0.03 | 0.03 | 0.03 | 0.03
| 2019 IRP RENEWABLES - DG W2330 | 1.2173 | 1.2173 | 1.2173 | 1.2173 | 1.2173 | 1.2173 | 1.2173 | 1.2173 | 1.2173 | 1.2173 | 1.2173 | 1.2173 | 1.2173 | 1.2173 | 1.2173 | 1.2173 | 1.2173 | 1.2173 | 1.2173 | 1.2173
| 2019 IRP RENEWABLES - DG W2430 | 1.159 | 1.159 | 1.159 | 1.159 | 1.159 | 1.159 | 1.159 | 1.159 | 1.159 | 1.159 | 1.159 | 1.159 | 1.159 | 1.159 | 1.159 | 1.159 | 1.159 | 1.159 | 1.159 | 1.159
| 2022 IRP BIOMASS - AGE | 0 | 0 | 0 | 0 | 0 | 35 | 35 | 35 | 35 | 35 | 35 | 35 | 35 | 35 | 35 | 35 | 35 | 35 | 35 | 35
| 2022 IRP ESS RFP | 0 | 0 | 0 | 0 | 500 | 500 | 500 | 500 | 500 | 500 | 500 | 500 | 500 | 500 | 500 | 500 | 500 | 500 | 500 | 500
| 2022 IRP SOLAR DG RFP 1 | 2.2 | 2.2 | 2.2 | 2.2 | 2.2 | 2.2 | 2.2 | 2.2 | 2.2 | 2.2 | 2.2 | 2.2 | 2.2 | 2.2 | 2.2 | 2.2 | 2.2 | 2.2 | 2.2 | 2.2
| 2022 IRP SOLAR DG RFP 2 | 0 | 12.45 | 12.45 | 12.45 | 12.45 | 12.45 | 12.45 | 12.45 | 12.45 | 12.45 | 12.45 | 12.45 | 12.45 | 12.45 | 12.45 | 12.45 | 12.45 | 12.45 | 12.45 | 12.45
| 2022 IRP SOLAR US RFP 1 | 0 | 0 | 0 | 0 | 0 | 71.875 | 71.875 | 71.875 | 71.875 | 71.875 | 71.875 | 71.875 | 71.875 | 71.875 | 71.875 | 71.875 | 71.875 | 71.875 | 71.875 | 71.875
| 2022 IRP SOLAR US RFP 2 | 0 | 0 | 0 | 0 | 0 | 0 | 23.75 | 23.75 | 23.75 | 23.75 | 23.75 | 23.75 | 23.75 | 23.75 | 23.75 | 23.75 | 23.75 | 23.75 | 23.75 | 23.75
| 2022/2023 US - FLINT RIVER SOLAR | 10 | 10 | 10 | 10 | 10 | 10 | 10 | 10 | 10 | 10 | 10 | 10 | 10 | 10 | 10 | 10 | 10 | 10 | 10 | 10
| 2022/2023 US - TIMBERLAND SOLAR | 7 | 7 | 7 | 7 | 7 | 7 | 7 | 7 | 7 | 7 | 7 | 7 | 7 | 7 | 7 | 7 | 7 | 7 | 7 | 7
| 2022/2023 US - WADLEY SOLAR | 13 | 13 | 13 | 13 | 13 | 13 | 13 | 13 | 13 | 13 | 13 | 13 | 13 | 13 | 13 | 13 | 13 | 13 | 13 | 13
| 2022/2023 US - WASHINGTON COUNTY SOLAR | 7.5 | 7.5 | 7.5 | 7.5 | 7.5 | 7.5 | 7.5 | 7.5 | 7.5 | 7.5 | 7.5 | 7.5 | 7.5 | 7.5 | 7.5 | 7.5 | 7.5 | 7.5 | 7.5 | 7.5
| 2023 IRP UPDATE BESS RFP | 0 | 0 | 0 | 0 | 0 | 0 | 0 | 0 | 0 | 0 | 0 | 0 | 0 | 0 | 0 | 0 | 0 | 0 | 0 | 0
| ADDISON 1 (WEST GA) | 185.896 | 185.896 | 185.896 | 185.896 | 185.896 | 185.896 | 0 | 0 | 0 | 0 | 0 | 0 | 0 | 0 | 0 | 0 | 0 | 0 | 0 | 0
| ADDISON 3 (WEST GA) | 180.896 | 180.896 | 180.896 | 180.896 | 180.896 | 180.896 | 0 | 0 | 0 | 0 | 0 | 0 | 0 | 0 | 0 | 0 | 0 | 0 | 0 | 0
| ALBANY RENEWABLE ENERGY | 49.5 | 49.5 | 49.5 | 49.5 | 49.5 | 49.5 | 49.5 | 49.5 | 49.5 | 49.5 | 49.5 | 49.5 | 49.5 | 0 | 0 | 0 | 0 | 0 | 0 | 0
| ASI CLASSIC 210 MW - DG S1320 | 0.156 | 0.156 | 0.156 | 0.156 | 0.156 | 0.156 | 0.156 | 0.156 | 0.156 | 0 | 0 | 0 | 0 | 0 | 0 | 0 | 0 | 0 | 0 | 0
| ASI CLASSIC 210 MW - DG S1420 | 1.858 | 1.858 | 1.858 | 1.858 | 1.858 | 1.858 | 1.858 | 1.858 | 1.858 | 1.858 | 0 | 0 | 0 | 0 | 0 | 0 | 0 | 0 | 0 | 0
| ASI CLASSIC 210 MW - DG S1520 | 5.722 | 5.722 | 5.722 | 5.722 | 5.722 | 5.722 | 5.722 | 5.722 | 5.722 | 5.722 | 5.722 | 0 | 0 | 0 | 0 | 0 | 0 | 0 | 0 | 0
| ASI CLASSIC 210 MW - DG S1620 | 0.482 | 0.482 | 0.482 | 0.482 | 0.482 | 0.482 | 0.482 | 0.482 | 0.482 | 0.482 | 0.482 | 0.482 | 0 | 0 | 0 | 0 | 0 | 0 | 0 | 0
| ASI CLASSIC 210 MW - DG W1420 | 3.408 | 3.408 | 3.408 | 3.408 | 3.408 | 3.408 | 3.408 | 3.408 | 3.408 | 0 | 0 | 0 | 0 | 0 | 0 | 0 | 0 | 0 | 0 | 0
| ASI CLASSIC 210 MW - DG W1520 | 3.694 | 3.694 | 3.694 | 3.694 | 3.694 | 3.694 | 3.694 | 3.694 | 3.694 | 3.694 | 0 | 0 | 0 | 0 | 0 | 0 | 0 | 0 | 0 | 0
| ASI CLASSIC 210 MW - DG W1620 | 0.2802 | 0.2802 | 0.2802 | 0.2802 | 0.2802 | 0.2802 | 0.2802 | 0.2802 | 0.2802 | 0.2802 | 0.2802 | 0 | 0 | 0 | 0 | 0 | 0 | 0 | 0 | 0
| ASI CLASSIC 210 MW - US 1: DUBLIN SOLAR CENTER - DUBLIN | 1.02 | 1.02 | 1.02 | 1.02 | 1.02 | 1.02 | 1.02 | 1.02 | 1.02 | 1.02 | 1.02 | 0 | 0 | 0 | 0 | 0 | 0 | 0 | 0 | 0
| ASI CLASSIC 210 MW - US 1: RICHLAND SOLAR CENTER | 5 | 5 | 5 | 5 | 5 | 5 | 5 | 5 | 5 | 5 | 5 | 0 | 0 | 0 | 0 | 0 | 0 | 0 | 0 | 0
| ASI CLASSIC 210 MW - US 1: RINCON SOLAR CENTER | 4 | 4 | 4 | 4 | 4 | 4 | 4 | 4 | 4 | 4 | 4 | 4 | 0 | 0 | 0 | 0 | 0 | 0 | 0 | 0
| ASI CLASSIC 210 MW - US 2: BUTLER SOLAR FARM | 4 | 4 | 4 | 4 | 4 | 4 | 4 | 4 | 4 | 4 | 4 | 4 | 0 | 0 | 0 | 0 | 0 | 0 | 0 | 0
| ASI CLASSIC 210 MW - US 2: DECATUR COUNTY SOLAR PROJECT | 4.725 | 4.725 | 4.725 | 4.725 | 4.725 | 4.725 | 4.725 | 4.725 | 4.725 | 4.725 | 4.725 | 0 | 0 | 0 | 0 | 0 | 0 | 0 | 0 | 0
| ASI CLASSIC 210 MW - US 2: HECATE ENERGY - OLD MIDVILLE RD LLC | 5 | 5 | 5 | 5 | 5 | 5 | 5 | 5 | 5 | 5 | 5 | 5 | 0 | 0 | 0 | 0 | 0 | 0 | 0 | 0
| ASI CLASSIC 210 MW - US 2: SOLAR GLYNN | 3.536 | 3.536 | 3.536 | 3.536 | 3.536 | 3.536 | 3.536 | 3.536 | 3.536 | 3.536 | 3.536 | 3.536 | 0 | 0 | 0 | 0 | 0 | 0 | 0 | 0
| ASI PRIME 525 MW - DG S1625 | 0.024 | 0.024 | 0.024 | 0.024 | 0.024 | 0.024 | 0.024 | 0.024 | 0.024 | 0.024 | 0.024 | 0.024 | 0.024 | 0.024 | 0.024 | 0.024 | 0.024 | 0 | 0 | 0
| ASI PRIME 525 MW - DG S1635 | 0.064 | 0.064 | 0.064 | 0.064 | 0.064 | 0.064 | 0.064 | 0.064 | 0.064 | 0.064 | 0.064 | 0.064 | 0.064 | 0.064 | 0.064 | 0.064 | 0.064 | 0.064 | 0.064 | 0.064
| ASI PRIME 525 MW - DG S1725 | 0.8054 | 0.8054 | 0.8054 | 0.8054 | 0.8054 | 0.8054 | 0.8054 | 0.8054 | 0.8054 | 0.8054 | 0.8054 | 0.8054 | 0.8054 | 0.8054 | 0.8054 | 0.8054 | 0.8054 | 0.8054 | 0 | 0
| ASI PRIME 525 MW - DG S1730 | 1.22 | 1.22 | 1.22 | 1.22 | 1.22 | 1.22 | 1.22 | 1.22 | 1.22 | 1.22 | 1.22 | 1.22 | 1.22 | 1.22 | 1.22 | 1.22 | 1.22 | 1.22 | 1.22 | 1.22
| ASI PRIME 525 MW - DG S1735 | 1.404 | 1.404 | 1.404 | 1.404 | 1.404 | 1.404 | 1.404 | 1.404 | 1.404 | 1.404 | 1.404 | 1.404 | 1.404 | 1.404 | 1.404 | 1.404 | 1.404 | 1.404 | 1.404 | 1.404
| ASI PRIME 525 MW - DG S1815 | 0.0338 | 0.0338 | 0.0338 | 0.0338 | 0.0338 | 0.0338 | 0.0338 | 0.0338 | 0.0338 | 0 | 0 | 0 | 0 | 0 | 0 | 0 | 0 | 0 | 0 | 0
| ASI PRIME 525 MW - DG S1820 | 0.0006 | 0.0006 | 0.0006 | 0.0006 | 0.0006 | 0.0006 | 0.0006 | 0.0006 | 0.0006 | 0.0006 | 0.0006 | 0.0006 | 0.0006 | 0.0006 | 0 | 0 | 0 | 0 | 0 | 0
| ASI PRIME 525 MW - DG S1825 | 0.06 | 0.06 | 0.06 | 0.06 | 0.06 | 0.06 | 0.06 | 0.06 | 0.06 | 0.06 | 0.06 | 0.06 | 0.06 | 0.06 | 0.06 | 0.06 | 0.06 | 0.06 | 0.06 | 0
| ASI PRIME 525 MW - DG S1835 | 0.012 | 0.012 | 0.012 | 0.012 | 0.012 | 0.012 | 0.012 | 0.012 | 0.012 | 0.012 | 0.012 | 0.012 | 0.012 | 0.012 | 0.012 | 0.012 | 0.012 | 0.012 | 0.012 | 0
| ASI PRIME 525 MW - DG W1725 | 2.718 | 2.718 | 2.718 | 2.718 | 2.718 | 2.718 | 2.718 | 2.718 | 2.718 | 2.718 | 2.718 | 2.718 | 2.718 | 2.718 | 2.718 | 2.718 | 2.718 | 0 | 0 | 0
| ASI PRIME 525 MW - DG W1730 | 1.21 | 1.21 | 1.21 | 1.21 | 1.21 | 1.21 | 1.21 | 1.21 | 1.21 | 1.21 | 1.21 | 1.21 | 1.21 | 1.21 | 1.21 | 1.21 | 1.21 | 1.21 | 1.21 | 1.21
| ASI PRIME 525 MW - DG W1735 | 0.376 | 0.376 | 0.376 | 0.376 | 0.376 | 0.376 | 0.376 | 0.376 | 0.376 | 0.376 | 0.376 | 0.376 | 0.376 | 0.376 | 0.376 | 0.376 | 0.376 | 0.376 | 0.376 | 0.376
| ASI PRIME 525 MW - DG W1815 | 0.09 | 0.09 | 0.09 | 0.09 | 0.09 | 0.09 | 0.09 | 0.09 | 0 | 0 | 0 | 0 | 0 | 0 | 0 | 0 | 0 | 0 | 0 | 0
| ASI PRIME 525 MW - DG W1820 | 0.06 | 0.06 | 0.06 | 0.06 | 0.06 | 0.06 | 0.06 | 0.06 | 0.06 | 0.06 | 0.06 | 0.06 | 0.06 | 0 | 0 | 0 | 0 | 0 | 0 | 0
| ASI PRIME 525 MW - DG W1825 | 1.842 | 1.842 | 1.842 | 1.842 | 1.842 | 1.842 | 1.842 | 1.842 | 1.842 | 1.842 | 1.842 | 1.842 | 1.842 | 1.842 | 1.842 | 1.842 | 1.842 | 1.842 | 0 | 0
| ASI PRIME 525 MW - DG W1830 | 4.478 | 4.478 | 4.478 | 4.478 | 4.478 | 4.478 | 4.478 | 4.478 | 4.478 | 4.478 | 4.478 | 4.478 | 4.478 | 4.478 | 4.478 | 4.478 | 4.478 | 4.478 | 4.478 | 4.478
| ASI PRIME 525 MW - DG W1835 | 1.256 | 1.256 | 1.256 | 1.256 | 1.256 | 1.256 | 1.256 | 1.256 | 1.256 | 1.256 | 1.256 | 1.256 | 1.256 | 1.256 | 1.256 | 1.256 | 1.256 | 1.256 | 1.256 | 1.256
| ASI PRIME 525 MW - US 1: BUTLER SOLAR | 25 | 25 | 25 | 25 | 25 | 25 | 25 | 25 | 25 | 25 | 25 | 25 | 25 | 25 | 25 | 25 | 25 | 25 | 25 | 25
| ASI PRIME 525 MW - US 1: DECATUR PARKWAY SOLAR PROJECT | 19.98 | 19.98 | 19.98 | 19.98 | 19.98 | 19.98 | 19.98 | 19.98 | 19.98 | 19.98 | 19.98 | 19.98 | 19.98 | 19.98 | 19.98 | 19.98 | 0 | 0 | 0 | 0
| ASI PRIME 525 MW - US 1: PAWPAW SOLAR | 7.5 | 7.5 | 7.5 | 7.5 | 7.5 | 7.5 | 7.5 | 7.5 | 7.5 | 7.5 | 7.5 | 7.5 | 7.5 | 7.5 | 7.5 | 7.5 | 7.5 | 7.5 | 7.5 | 7.5
| ASI PRIME 525 MW - US 2: LIVE OAK SOLAR | 10.2 | 10.2 | 10.2 | 10.2 | 10.2 | 10.2 | 10.2 | 10.2 | 10.2 | 10.2 | 10.2 | 10.2 | 10.2 | 10.2 | 10.2 | 10.2 | 10.2 | 10.2 | 10.2 | 10.2
| ASI PRIME 525 MW - US 2: WHITE OAK SOLAR | 15.3 | 15.3 | 15.3 | 15.3 | 15.3 | 15.3 | 15.3 | 15.3 | 15.3 | 15.3 | 15.3 | 15.3 | 15.3 | 15.3 | 15.3 | 15.3 | 15.3 | 15.3 | 15.3 | 15.3
| ASI PRIME 525 MW - US 2: WHITE PINE SOLAR | 20.25 | 20.25 | 20.25 | 20.25 | 20.25 | 20.25 | 20.25 | 20.25 | 20.25 | 20.25 | 20.25 | 20.25 | 20.25 | 20.25 | 20.25 | 20.25 | 20.25 | 20.25 | 20.25 | 20.25
| AXIUM US SOLAR HOLDINGS (SD&D) | 0.2 | 0.2 | 0.2 | 0 | 0 | 0 | 0 | 0 | 0 | 0 | 0 | 0 | 0 | 0 | 0 | 0 | 0 | 0 | 0 | 0
| BLUE CANYON | 82 | 82 | 82 | 82 | 82 | 82 | 82 | 82 | 82 | 82 | 82 | 0 | 0 | 0 | 0 | 0 | 0 | 0 | 0 | 0
| CCSP DG - ONLINE | 0 | 0 | 0 | 0 | 0 | 0 | 0 | 0 | 0 | 0 | 0 | 0 | 0 | 0 | 0 | 0 | 0 | 0 | 0 | 0
| CCSP DG - REMAINING | 0 | 0 | 0 | 0 | 0 | 0 | 0 | 0 | 0 | 0 | 0 | 0 | 0 | 0 | 0 | 0 | 0 | 0 | 0 | 0
| COCA-COLA | 6.3 | 6.3 | 6.3 | 6.3 | 6.3 | 6.3 | 6.3 | 6.3 | 6.3 | 6.3 | 6.3 | 0 | 0 | 0 | 0 | 0 | 0 | 0 | 0 | 0
| CONYERS RENEWABLE ENERGY | 3.077 | 3.077 | 3.077 | 3.077 | 3.077 | 3.077 | 3.077 | 3.077 | 3.077 | 3.077 | 3.077 | 3.077 | 3.077 | 0 | 0 | 0 | 0 | 0 | 0 | 0
| DAHLBERG 1 | 0 | 0 | 0 | 87.006 | 87.006 | 87.006 | 87.006 | 87.006 | 87.006 | 87.006 | 87.006 | 87.006 | 87.006 | 0 | 0 | 0 | 0 | 0 | 0 | 0
| DAHLBERG 10 | 89 | 87.838 | 87.838 | 87.838 | 87.838 | 87.838 | 87.838 | 87.838 | 87.838 | 87.838 | 87.838 | 0 | 0 | 0 | 0 | 0 | 0 | 0 | 0 | 0
| DAHLBERG 2 | 88.436 | 87.408 | 87.408 | 87.408 | 87.408 | 87.408 | 87.408 | 87.408 | 87.408 | 87.408 | 87.408 | 0 | 0 | 0 | 0 | 0 | 0 | 0 | 0 | 0
| DAHLBERG 3 | 0 | 0 | 0 | 87.169 | 87.169 | 87.169 | 87.169 | 87.169 | 87.169 | 87.169 | 87.169 | 87.169 | 87.169 | 0 | 0 | 0 | 0 | 0 | 0 | 0
| DAHLBERG 4 | 87.149 | 87.149 | 87.149 | 87.149 | 87.149 | 87.149 | 0 | 0 | 0 | 0 | 0 | 0 | 0 | 0 | 0 | 0 | 0 | 0 | 0 | 0
| DAHLBERG 5 | 0 | 0 | 0 | 87.417 | 87.417 | 87.417 | 87.417 | 87.417 | 87.417 | 87.417 | 87.417 | 87.417 | 87.417 | 0 | 0 | 0 | 0 | 0 | 0 | 0
| DAHLBERG 6 | 87.737 | 87.737 | 87.737 | 87.737 | 87.737 | 87.737 | 87.737 | 87.737 | 87.737 | 87.737 | 87.737 | 0 | 0 | 0 | 0 | 0 | 0 | 0 | 0 | 0
| DAHLBERG 8 | 86.224 | 86.224 | 86.224 | 86.224 | 86.224 | 86.224 | 86.224 | 86.224 | 86.224 | 86.224 | 86.224 | 0 | 0 | 0 | 0 | 0 | 0 | 0 | 0 | 0
| DAHLBERG 9 | 0 | 88.21 | 88.21 | 88.21 | 88.21 | 88.21 | 88.21 | 88.21 | 88.21 | 88.21 | 88.21 | 0 | 0 | 0 | 0 | 0 | 0 | 0 | 0 | 0
| EXELON HEARD 1 | 157.5 | 157.5 | 157.5 | 157.5 | 157.5 | 157.5 | 0 | 0 | 0 | 0 | 0 | 0 | 0 | 0 | 0 | 0 | 0 | 0 | 0 | 0
| EXELON HEARD 2 | 157.5 | 157.5 | 157.5 | 157.5 | 157.5 | 157.5 | 0 | 0 | 0 | 0 | 0 | 0 | 0 | 0 | 0 | 0 | 0 | 0 | 0 | 0
| EXELON HEARD 3 | 157.5 | 157.5 | 157.5 | 157.5 | 157.5 | 157.5 | 0 | 0 | 0 | 0 | 0 | 0 | 0 | 0 | 0 | 0 | 0 | 0 | 0 | 0
| EXELON HEARD 4 | 157.5 | 157.5 | 157.5 | 157.5 | 157.5 | 157.5 | 0 | 0 | 0 | 0 | 0 | 0 | 0 | 0 | 0 | 0 | 0 | 0 | 0 | 0
| EXELON HEARD 5 | 157.5 | 157.5 | 157.5 | 157.5 | 157.5 | 157.5 | 0 | 0 | 0 | 0 | 0 | 0 | 0 | 0 | 0 | 0 | 0 | 0 | 0 | 0
| EXELON HEARD 6 | 157.5 | 157.5 | 157.5 | 157.5 | 157.5 | 157.5 | 0 | 0 | 0 | 0 | 0 | 0 | 0 | 0 | 0 | 0 | 0 | 0 | 0 | 0
| GEORGIA RENEWABLE POWER FRANKLIN LLC | 58 | 58 | 58 | 58 | 58 | 58 | 58 | 58 | 58 | 58 | 58 | 58 | 58 | 58 | 58 | 58 | 58 | 58 | 58 | 58
| GEORGIA RENEWABLE POWER MADISON | 58 | 58 | 58 | 58 | 58 | 58 | 58 | 58 | 58 | 58 | 58 | 58 | 58 | 58 | 58 | 58 | 58 | 58 | 58 | 58
| GREEN POWER SOLUTIONS | 29 | 29 | 29 | 29 | 29 | 29 | 29 | 29 | 29 | 29 | 29 | 0 | 0 | 0 | 0 | 0 | 0 | 0 | 0 | 0
| HARRIS 1 | 667.7 | 667.7 | 667.7 | 667.7 | 667.7 | 667.7 | 0 | 0 | 0 | 0 | 0 | 0 | 0 | 0 | 0 | 0 | 0 | 0 | 0 | 0
| HARRIS 2 | 689.5 | 689.5 | 689.5 | 689.5 | 689.5 | 689.5 | 689.5 | 689.5 | 689.5 | 689.5 | 0 | 0 | 0 | 0 | 0 | 0 | 0 | 0 | 0 | 0
| INTERNATIONAL PAPER - FLINT RIVER | 26.8974 | 26.8974 | 26.8974 | 26.8974 | 26.8974 | 26.8974 | 26.8974 | 26.8974 | 26.8974 | 26.8974 | 26.8974 | 26.8974 | 0 | 0 | 0 | 0 | 0 | 0 | 0 | 0
| INTERNATIONAL PAPER - PORT WENTWORTH | 29.5191 | 29.5191 | 29.5191 | 29.5191 | 29.5191 | 29.5191 | 29.5191 | 29.5191 | 29.5191 | 29.5191 | 29.5191 | 29.5191 | 29.5191 | 0 | 0 | 0 | 0 | 0 | 0 | 0
| LSS 50 MW - HSH PEMBROOKE | 0.2 | 0.2 | 0.2 | 0.2 | 0.2 | 0.2 | 0.2 | 0.2 | 0.2 | 0.2 | 0.2 | 0 | 0 | 0 | 0 | 0 | 0 | 0 | 0 | 0
| LSS 50 MW - SIMON SOLAR FARM | 6 | 6 | 6 | 6 | 6 | 6 | 6 | 6 | 6 | 6 | 6 | 0 | 0 | 0 | 0 | 0 | 0 | 0 | 0 | 0
| LSS 50 MW - SOLAR D&D CAMILLA | 3.2 | 3.2 | 3.2 | 3.2 | 3.2 | 3.2 | 3.2 | 3.2 | 3.2 | 3.2 | 3.2 | 0 | 0 | 0 | 0 | 0 | 0 | 0 | 0 | 0
| LSS 50 MW - SOLAR D&D CAMP (MERIWETHER COUNTY) | 0.6 | 0.6 | 0.6 | 0.6 | 0.6 | 0.6 | 0.6 | 0.6 | 0.6 | 0.6 | 0.6 | 0 | 0 | 0 | 0 | 0 | 0 | 0 | 0 | 0
| MAS GEORGIA LFG - OAK GROVE | 6.178 | 6.178 | 6.178 | 6.178 | 6.178 | 6.178 | 6.178 | 6.178 | 6.178 | 6.178 | 6.178 | 6.178 | 0 | 0 | 0 | 0 | 0 | 0 | 0 | 0
| MAS GEORGIA LFG - PINE RIDGE | 6.3 | 6.3 | 6.3 | 6.3 | 6.3 | 6.3 | 6.3 | 6.3 | 6.3 | 6.3 | 6.3 | 6.3 | 0 | 0 | 0 | 0 | 0 | 0 | 0 | 0
| MAS GEORGIA LFG - RICHLAND CREEK | 10.56 | 10.56 | 10.56 | 10.56 | 10.56 | 10.56 | 10.56 | 10.56 | 10.56 | 10.56 | 10.56 | 10.56 | 0 | 0 | 0 | 0 | 0 | 0 | 0 | 0
| MID-GEORGIA COGEN | 300 | 300 | 300 | 300 | 0 | 0 | 0 | 0 | 0 | 0 | 0 | 0 | 0 | 0 | 0 | 0 | 0 | 0 | 0 | 0
| MONROE POWER | 360 | 360 | 360 | 360 | 360 | 360 | 360 | 360 | 360 | 360 | 360 | 360 | 360 | 360 | 360 | 0 | 0 | 0 | 0 | 0
| MPC PPA | 750 | 750 | 750 | 750 | 0 | 0 | 0 | 0 | 0 | 0 | 0 | 0 | 0 | 0 | 0 | 0 | 0 | 0 | 0 | 0
| PIEDMONT GREEN POWER | 55 | 55 | 55 | 55 | 55 | 55 | 55 | 55 | 0 | 0 | 0 | 0 | 0 | 0 | 0 | 0 | 0 | 0 | 0 | 0
| REDI 1400 MW - C&I: DOUGHERTY COUNTY SOLAR | 12 | 12 | 12 | 12 | 12 | 12 | 12 | 12 | 12 | 12 | 12 | 12 | 12 | 12 | 12 | 12 | 12 | 12 | 12 | 12
| REDI 1400 MW - C&I: TANGLEWOOD SOLAR | 5.75 | 5.75 | 5.75 | 5.75 | 5.75 | 5.75 | 5.75 | 5.75 | 5.75 | 5.75 | 5.75 | 5.75 | 5.75 | 5.75 | 5.75 | 5.75 | 5.75 | 5.75 | 5.75 | 5.75
| REDI 1400 MW - DG CS S1920 | 0.048 | 0.048 | 0.048 | 0.048 | 0.048 | 0.048 | 0.048 | 0.048 | 0.048 | 0.048 | 0.048 | 0.048 | 0.048 | 0.048 | 0.048 | 0 | 0 | 0 | 0 | 0
| REDI 1400 MW - DG CS S1925 | 0.274 | 0.274 | 0.274 | 0.274 | 0.274 | 0.274 | 0.274 | 0.274 | 0.274 | 0.274 | 0.274 | 0.274 | 0.274 | 0.274 | 0.274 | 0.274 | 0.274 | 0.274 | 0.274 | 0.274
| REDI 1400 MW - DG CS S1930 | 0.589 | 0.589 | 0.589 | 0.589 | 0.589 | 0.589 | 0.589 | 0.589 | 0.589 | 0.589 | 0.589 | 0.589 | 0.589 | 0.589 | 0.589 | 0.589 | 0.589 | 0.589 | 0.589 | 0.589
| REDI 1400 MW - DG CS S1935 | 1.404 | 1.404 | 1.404 | 1.404 | 1.404 | 1.404 | 1.404 | 1.404 | 1.404 | 1.404 | 1.404 | 1.404 | 1.404 | 1.404 | 1.404 | 1.404 | 1.404 | 1.404 | 1.404 | 1.404
| REDI 1400 MW - DG CS W1925 | 0.161 | 0.161 | 0.161 | 0.161 | 0.161 | 0.161 | 0.161 | 0.161 | 0.161 | 0.161 | 0.161 | 0.161 | 0.161 | 0.161 | 0.161 | 0.161 | 0.161 | 0.161 | 0.161 | 0
| REDI 1400 MW - DG CS W1930 | 0.06 | 0.06 | 0.06 | 0.06 | 0.06 | 0.06 | 0.06 | 0.06 | 0.06 | 0.06 | 0.06 | 0.06 | 0.06 | 0.06 | 0.06 | 0.06 | 0.06 | 0.06 | 0.06 | 0.06
| REDI 1400 MW - DG CS W1935 | 1.061 | 1.061 | 1.061 | 1.061 | 1.061 | 1.061 | 1.061 | 1.061 | 1.061 | 1.061 | 1.061 | 1.061 | 1.061 | 1.061 | 1.061 | 1.061 | 1.061 | 1.061 | 1.061 | 1.061
| REDI 1400 MW - DG S2030 | 0.1 | 0.1 | 0.1 | 0.1 | 0.1 | 0.1 | 0.1 | 0.1 | 0.1 | 0.1 | 0.1 | 0.1 | 0.1 | 0.1 | 0.1 | 0.1 | 0.1 | 0.1 | 0.1 | 0.1
| REDI 1400 MW - DG S2035 | 7.531 | 7.531 | 7.531 | 7.531 | 7.531 | 7.531 | 7.531 | 7.531 | 7.531 | 7.531 | 7.531 | 7.531 | 7.531 | 7.531 | 7.531 | 7.531 | 7.531 | 7.531 | 7.531 | 7.531
| REDI 1400 MW - DG W2030 | 0.25 | 0.25 | 0.25 | 0.25 | 0.25 | 0.25 | 0.25 | 0.25 | 0.25 | 0.25 | 0.25 | 0.25 | 0.25 | 0.25 | 0.25 | 0.25 | 0.25 | 0.25 | 0.25 | 0.25
| REDI 1400 MW - DG W2035 | 0.69 | 0.69 | 0.69 | 0.69 | 0.69 | 0.69 | 0.69 | 0.69 | 0.69 | 0.69 | 0.69 | 0.69 | 0.69 | 0.69 | 0.69 | 0.69 | 0.69 | 0.69 | 0.69 | 0.69
| REDI 1400 MW - US 1: QUITMAN SOLAR | 15 | 15 | 15 | 15 | 15 | 15 | 15 | 15 | 15 | 15 | 15 | 15 | 15 | 15 | 15 | 15 | 15 | 15 | 15 | 15
| REDI 1400 MW - US 1: SOUTHERN OAK SOLAR | 16 | 16 | 16 | 16 | 16 | 16 | 16 | 16 | 16 | 16 | 16 | 16 | 16 | 16 | 16 | 16 | 16 | 16 | 16 | 16
| REDI 1400 MW - US 1: TWIGGS COUNTY SOLAR | 20 | 20 | 20 | 20 | 20 | 20 | 20 | 20 | 20 | 20 | 20 | 20 | 20 | 20 | 20 | 20 | 20 | 20 | 20 | 20
| REDI 1400 MW - US 2: COOL SPRINGS | 21.3 | 21.3 | 21.3 | 21.3 | 21.3 | 21.3 | 21.3 | 21.3 | 21.3 | 21.3 | 21.3 | 21.3 | 21.3 | 21.3 | 21.3 | 21.3 | 21.3 | 21.3 | 21.3 | 21.3
| REDI 1400 MW - US 2: HICKORY PARK | 19.55 | 19.55 | 19.55 | 19.55 | 19.55 | 19.55 | 19.55 | 19.55 | 19.55 | 19.55 | 19.55 | 19.55 | 19.55 | 19.55 | 19.55 | 19.55 | 19.55 | 19.55 | 19.55 | 19.55
| REDI 1400 MW - US 2: QUITMAN II | 15 | 15 | 15 | 15 | 15 | 15 | 15 | 15 | 15 | 15 | 15 | 15 | 15 | 15 | 15 | 15 | 15 | 15 | 15 | 15
| REDI CS2 | 0 | 0 | 0 | 0 | 0 | 0 | 0 | 0 | 0 | 0 | 0 | 0 | 0 | 0 | 0 | 0 | 0 | 0 | 0 | 0
| SANTA ROSA | 0 | 0 | 230 | 230 | 0 | 0 | 0 | 0 | 0 | 0 | 0 | 0 | 0 | 0 | 0 | 0 | 0 | 0 | 0 | 0
| SUPERIOR - WASTE MANAGEMENT | 6 | 6 | 6 | 6 | 6 | 6 | 6 | 6 | 6 | 6 | 6 | 6 | 6 | 0 | 0 | 0 | 0 | 0 | 0 | 0
| WALTON COUNTY | 0 | 0 | 0 | 0 | 0 | 0 | 0 | 0 | 0 | 0 | 0 | 0 | 0 | 0 | 0 | 0 | 0 | 0 | 0 | 0
| WANSLEY 6 | 0 | 0 | 0 | 0 | 0 | 0 | 0 | 0 | 0 | 0 | 0 | 0 | 0 | 0 | 0 | 0 | 0 | 0 | 0 | 0
| WANSLEY 7 | 621.7 | 621.7 | 621.7 | 621.7 | 621.7 | 621.7 | 621.7 | 621.7 | 621.7 | 621.7 | 0 | 0 | 0 | 0 | 0 | 0 | 0 | 0 | 0 | 0
| WASHINGTON COUNTY | 0 | 0 | 0 | 0 | 0 | 0 | 0 | 0 | 0 | 0 | 0 | 0 | 0 | 0 | 0 | 0 | 0 | 0 | 0 | 0
Dispatchable DSOs (MW) |  | 648.692 | 652.2801 | 655.7986 | 656.2857 | 658.7528 | 661.1536 | 665.3971 | 667.34 | 670.1343 | 673.0091 | 674.8896 | 676.237 | 681.0866 | 702.5999 | 711.0578 | 719.6438 | 727.5538 | 737.4593 | 747.9801 | 757.7458
| CVR Level 1 | 200.3192 | 202.1133 | 203.8725 | 204.1161 | 205.3496 | 206.55 | 208.6717 | 209.6432 | 211.0403 | 212.4777 | 213.418 | 214.0917 | 216.5165 | 227.2731 | 231.5021 | 235.7951 | 239.7501 | 244.7029 | 249.9632 | 254.8461
| CVR Level 2 | 200.3192 | 202.1133 | 203.8725 | 204.1161 | 205.3496 | 206.55 | 208.6717 | 209.6432 | 211.0403 | 212.4777 | 213.418 | 214.0917 | 216.5165 | 227.2731 | 231.5021 | 235.7951 | 239.7501 | 244.7029 | 249.9632 | 254.8461
| DER Customer Program | 0 | 0 | 0 | 0 | 0 | 0 | 0 | 0 | 0 | 0 | 0 | 0 | 0 | 0 | 0 | 0 | 0 | 0 | 0 | 0
| DPEC | 92.1444 | 92.1444 | 92.1444 | 92.1444 | 92.1444 | 92.1444 | 92.1444 | 92.1444 | 92.1444 | 92.1444 | 92.1444 | 92.1444 | 92.1444 | 92.1444 | 92.1444 | 92.1444 | 92.1444 | 92.1444 | 92.1444 | 92.1444
| RTPeDA | 2.6868 | 2.6868 | 2.6868 | 2.6868 | 2.6868 | 2.6868 | 2.6868 | 2.6868 | 2.6868 | 2.6868 | 2.6868 | 2.6868 | 2.6868 | 2.6868 | 2.6868 | 2.6868 | 2.6868 | 2.6868 | 2.6868 | 2.6868
| RTPeHA | 124.2123 | 124.2123 | 124.2123 | 124.2123 | 124.2123 | 124.2123 | 124.2123 | 124.2123 | 124.2123 | 124.2123 | 124.2123 | 124.2123 | 124.2123 | 124.2123 | 124.2123 | 124.2123 | 124.2123 | 124.2123 | 124.2123 | 124.2123
| Temp Check | 29.0101 | 29.0101 | 29.0101 | 29.0101 | 29.0101 | 29.0101 | 29.0101 | 29.0101 | 29.0101 | 29.0101 | 29.0101 | 29.0101 | 29.0101 | 29.0101 | 29.0101 | 29.0101 | 29.0101 | 29.0101 | 29.0101 | 29.0101
Energy Storage |  | 0 | 0 | 812.25 | 825.25 | 825.25 | 825.25 | 825.25 | 825.25 | 825.25 | 825.25 | 825.25 | 825.25 | 825.25 | 825.25 | 825.25 | 825.25 | 825.25 | 825.25 | 825.25 | 825.25
| 2019 IRP BESS DEMO | 0 | 0 | 0 | 0 | 0 | 0 | 0 | 0 | 0 | 0 | 0 | 0 | 0 | 0 | 0 | 0 | 0 | 0 | 0 | 0
| 2019 IRP BESS DEMO - FORT STEWART 4 HR BESS | 0 | 0 | 0 | 13 | 13 | 13 | 13 | 13 | 13 | 13 | 13 | 13 | 13 | 13 | 13 | 13 | 13 | 13 | 13 | 13
| 2022 IRP MCGRAU FORD 2 HR BATTERY | 0 | 0 | 265 | 265 | 265 | 265 | 265 | 265 | 265 | 265 | 265 | 265 | 265 | 265 | 265 | 265 | 265 | 265 | 265 | 265
| 2023 IRP UPDATE - HAMMOND | 0 | 0 | 57.5 | 57.5 | 57.5 | 57.5 | 57.5 | 57.5 | 57.5 | 57.5 | 57.5 | 57.5 | 57.5 | 57.5 | 57.5 | 57.5 | 57.5 | 57.5 | 57.5 | 57.5
| 2023 IRP Update - MCGRAU FORD PHASE 2 | 0 | 0 | 265 | 265 | 265 | 265 | 265 | 265 | 265 | 265 | 265 | 265 | 265 | 265 | 265 | 265 | 265 | 265 | 265 | 265
| 2023 IRP UPDATE - MOODY AFB | 0 | 0 | 44.55 | 44.55 | 44.55 | 44.55 | 44.55 | 44.55 | 44.55 | 44.55 | 44.55 | 44.55 | 44.55 | 44.55 | 44.55 | 44.55 | 44.55 | 44.55 | 44.55 | 44.55
| 2023 IRP UPDATE - ROBINS AFB | 0 | 0 | 115.2 | 115.2 | 115.2 | 115.2 | 115.2 | 115.2 | 115.2 | 115.2 | 115.2 | 115.2 | 115.2 | 115.2 | 115.2 | 115.2 | 115.2 | 115.2 | 115.2 | 115.2
| MOSSY BRANCH | 0 | 0 | 65 | 65 | 65 | 65 | 65 | 65 | 65 | 65 | 65 | 65 | 65 | 65 | 65 | 65 | 65 | 65 | 65 | 65
2025 IRP Requests Projected Timing & Capacities - Extensions are Above |  | 0 | 52 | 61.3 | 70.6 | 285.1 | 393.857 | 517.121 | 574.968 | 584.268 | 593.568 | 593.568 | 593.568 | 593.568 | 593.568 | 406.84 | 406.84 | 406.84 | 406.84 | 406.84 | 406.84
| SCHERER 3 WHOLESALE-TO-RETAIL | 0 | 52 | 52 | 52 | 52 | 107.337 | 162.181 | 186.728 | 186.728 | 186.728 | 186.728 | 186.728 | 186.728 | 186.728 | 0 | 0 | 0 | 0 | 0 | 0
| MCINTOSH 1A UPRATE | 0 | 0 | 0 | 0 | 0 | 9.3 | 9.3 | 9.3 | 9.3 | 9.3 | 9.3 | 9.3 | 9.3 | 9.3 | 9.3 | 9.3 | 9.3 | 9.3 | 9.3 | 9.3
| MCINTOSH 2A UPRATE | 0 | 0 | 0 | 0 | 9.3 | 9.3 | 9.3 | 9.3 | 9.3 | 9.3 | 9.3 | 9.3 | 9.3 | 9.3 | 9.3 | 9.3 | 9.3 | 9.3 | 9.3 | 9.3
| MCINTOSH 3A UPRATE | 0 | 0 | 0 | 0 | 0 | 0 | 0 | 9.3 | 9.3 | 9.3 | 9.3 | 9.3 | 9.3 | 9.3 | 9.3 | 9.3 | 9.3 | 9.3 | 9.3 | 9.3
| MCINTOSH 4A UPRATE | 0 | 0 | 0 | 0 | 0 | 0 | 0 | 0 | 0 | 9.3 | 9.3 | 9.3 | 9.3 | 9.3 | 9.3 | 9.3 | 9.3 | 9.3 | 9.3 | 9.3
| MCINTOSH 5A UPRATE | 0 | 0 | 0 | 0 | 0 | 0 | 0 | 0 | 9.3 | 9.3 | 9.3 | 9.3 | 9.3 | 9.3 | 9.3 | 9.3 | 9.3 | 9.3 | 9.3 | 9.3
| MCINTOSH 6A UPRATE | 0 | 0 | 9.3 | 9.3 | 9.3 | 9.3 | 9.3 | 9.3 | 9.3 | 9.3 | 9.3 | 9.3 | 9.3 | 9.3 | 9.3 | 9.3 | 9.3 | 9.3 | 9.3 | 9.3
| MCINTOSH 7A UPRATE | 0 | 0 | 0 | 9.3 | 9.3 | 9.3 | 9.3 | 9.3 | 9.3 | 9.3 | 9.3 | 9.3 | 9.3 | 9.3 | 9.3 | 9.3 | 9.3 | 9.3 | 9.3 | 9.3
| MCINTOSH 8A UPRATE | 0 | 0 | 0 | 0 | 0 | 0 | 9.3 | 9.3 | 9.3 | 9.3 | 9.3 | 9.3 | 9.3 | 9.3 | 9.3 | 9.3 | 9.3 | 9.3 | 9.3 | 9.3
| MCINTOSH 10 UPRATE | 0 | 0 | 0 | 0 | 97.1 | 97.1 | 97.1 | 97.1 | 97.1 | 97.1 | 97.1 | 97.1 | 97.1 | 97.1 | 97.1 | 97.1 | 97.1 | 97.1 | 97.1 | 97.1
| MCINTOSH 11 UPRATE | 0 | 0 | 0 | 0 | 97.1 | 97.1 | 97.1 | 97.1 | 97.1 | 97.1 | 97.1 | 97.1 | 97.1 | 97.1 | 97.1 | 97.1 | 97.1 | 97.1 | 97.1 | 97.1
| HATCH 1 UPRATE | 0 | 0 | 0 | 0 | 0 | 0 | 30 | 30 | 30 | 30 | 30 | 30 | 30 | 30 | 30 | 30 | 30 | 30 | 30 | 30
| HATCH 2 UPRATE | 0 | 0 | 0 | 0 | 0 | 28 | 28 | 28 | 28 | 28 | 28 | 28 | 28 | 28 | 28 | 28 | 28 | 28 | 28 | 28
| VOGTLE 1 UPRATE | 0 | 0 | 0 | 0 | 0 | 7 | 27 | 27 | 27 | 27 | 27 | 27 | 27 | 27 | 27 | 27 | 27 | 27 | 27 | 27
| VOGTLE 2 UPRATE | 0 | 0 | 0 | 0 | 7 | 7 | 7 | 27 | 27 | 27 | 27 | 27 | 27 | 27 | 27 | 27 | 27 | 27 | 27 | 27
| GOAT ROCK 3 HY INCREMENTAL | 0 | 0 | 0 | 0 | 4 | 4 | 4 | 4 | 4 | 4 | 4 | 4 | 4 | 4 | 4 | 4 | 4 | 4 | 4 | 4
| GOAT ROCK 4 HY INCREMENTAL | 0 | 0 | 0 | 0 | 0 | 9.12 | 9.12 | 9.12 | 9.12 | 9.12 | 9.12 | 9.12 | 9.12 | 9.12 | 9.12 | 9.12 | 9.12 | 9.12 | 9.12 | 9.12
| GOAT ROCK 5 HY INCREMENTAL | 0 | 0 | 0 | 0 | 0 | 0 | 9.12 | 9.12 | 9.12 | 9.12 | 9.12 | 9.12 | 9.12 | 9.12 | 9.12 | 9.12 | 9.12 | 9.12 | 9.12 | 9.12
| GOAT ROCK 6 HY INCREMENTAL | 0 | 0 | 0 | 0 | 0 | 0 | 0 | 4 | 4 | 4 | 4 | 4 | 4 | 4 | 4 | 4 | 4 | 4 | 4 | 4
2025 IRP Generics (Planning Capacity) |  | 0 | 0 | 0 | 1425 | 4098 | 5898 | 8988 | 9528 | 10042.5 | 10483.5 | 12298.5 | 16903.5 | 17248.5 | 17893.5 | 19168.5 | 20083.5 | 20293.5 | 20803.5 | 21553.5 | 22108.5
| CT w/ SCR | 0 | 0 | 0 | 0 | 1200 | 1500 | 2400 | 2700 | 3120 | 3540 | 3840 | 5040 | 5280 | 5580 | 5880 | 6690 | 6900 | 7410 | 7830 | 8040
| CC | 0 | 0 | 0 | 0 | 0 | 1500 | 3690 | 3930 | 3930 | 3930 | 5340 | 7440 | 7440 | 7440 | 8310 | 8310 | 8310 | 8310 | 8310 | 8310
| CC w/CCS - local | 0 | 0 | 0 | 0 | 0 | 0 | 0 | 0 | 0 | 0 | 0 | 0 | 0 | 0 | 0 | 0 | 0 | 0 | 330 | 570
| Solar | 0 | 0 | 0 | 0 | 0 | 0 | 0 | 0 | 0 | 0 | 0 | 0 | 0 | 0 | 0 | 0 | 0 | 0 | 0 | 0
| Wind | 0 | 0 | 0 | 0 | 0 | 0 | 0 | 0 | 94.5 | 115.5 | 220.5 | 325.5 | 430.5 | 535.5 | 640.5 | 745.5 | 745.5 | 745.5 | 745.5 | 850.5
| Battery 4 hr (T1) | 0 | 0 | 0 | 1425 | 1795.5 | 1795.5 | 1795.5 | 1795.5 | 1795.5 | 1795.5 | 1795.5 | 1795.5 | 1795.5 | 1795.5 | 1795.5 | 1795.5 | 1795.5 | 1795.5 | 1795.5 | 1795.5
| Battery 4 hr (T2) | 0 | 0 | 0 | 0 | 1102.5 | 1102.5 | 1102.5 | 1102.5 | 1102.5 | 1102.5 | 1102.5 | 1732.5 | 1732.5 | 1732.5 | 1732.5 | 1732.5 | 1732.5 | 1732.5 | 1732.5 | 1732.5
| Medium Duation storage | 0 | 0 | 0 | 0 | 0 | 0 | 0 | 0 | 0 | 0 | 0 | 570 | 570 | 810 | 810 | 810 | 810 | 810 | 810 | 810