## B2025 Winter 111-MG0
Table 4.6.1a - Georgia Power Territorial Base Case Load vs. Existing Capability 111-MG0 (Winter) with 2025 IRP Requests & Generic Resource Additions (Nameplate)
| Year | 2025 | 2026 | 2027 | 2028 | 2029 | 2030 | 2031 | 2032 | 2033 | 2034 | 2035 | 2036 | 2037 | 2038 | 2039 | 2040 | 2041 | 2042 | 2043 | 2044
| Peak Demand (MW), (A) | 16264.1827 | 16891.5548 | 18333.6628 | 20319.5967 | 22167.9086 | 23612.3527 | 24468.8562 | 24900.3289 | 25212.5012 | 25450.6985 | 25652.5523 | 25768.4959 | 25987.2674 | 26215.6917 | 26604.6491 | 26917.0844 | 27294.6095 | 27687.3587 | 28117.7713 | 28543.6902
| Owned Generating Capacity (MW) | 14615.6694 | 15474.2094 | 16873.0394 | 17601.2794 | 17601.5774 | 17625.1774 | 17570.2234 | 17545.6274 | 17545.6274 | 17545.6274 | 17075.9514 | 17075.9514 | 17075.9514 | 17073.9514 | 12460.2274 | 12460.2274 | 12460.2274 | 12460.2274 | 12460.2274 | 12460.2274
| Purchased Generating Capacity (MW), (B) | 8778.769 | 9343.789 | 9343.789 | 9604.381 | 8824.381 | 11769.381 | 10177.74 | 10177.74 | 10122.29 | 10104.301 | 8765.341 | 7919.633 | 7791.455 | 7439.666 | 7439.663 | 7079.183 | 6999.263 | 6985.553 | 6972.316 | 6970.346
| Dispatchable DSOs (MW), (C) | 792.8923 | 796.5273 | 800.0917 | 800.5852 | 803.0845 | 805.5167 | 809.8156 | 811.7839 | 814.6147 | 817.527 | 819.432 | 820.7971 | 825.71 | 847.5042 | 856.0726 | 864.7709 | 872.7841 | 882.8191 | 893.4772 | 903.3704
| 2025 IRP Requests, Excluding Extensions, (D) | 0 | 52 | 61.3 | 70.6 | 285.1 | 393.857 | 517.121 | 574.968 | 584.268 | 593.568 | 593.568 | 593.568 | 593.568 | 593.568 | 406.84 | 406.84 | 406.84 | 406.84 | 406.84 | 406.84
| 2025 IRP Generic Additions | 0 | 0 | 0 | 2870 | 7340 | 9200 | 12950 | 14480 | 16580 | 18050 | 20930 | 22880 | 24830 | 26930 | 31910 | 35030 | 36380 | 38210 | 39590 | 41570
| Total Capacity (MW) | 24187.3307 | 25666.5257 | 27078.2201 | 30946.8456 | 34854.1429 | 39793.9321 | 42024.9 | 43590.1193 | 45646.8001 | 47111.0234 | 48184.2925 | 49289.9495 | 51116.6845 | 52884.6897 | 53072.803 | 55841.0213 | 57119.1145 | 58945.4395 | 60322.8606 | 62310.7838
| Capacity Required to Meet GPC Target (MW), (E) | -3921.193 | -4618.6451 | -4233.3872 | -5519.965 | -7114.3814 | -10246.6688 | -11405.8531 | -12431.15 | -14097.1947 | -15263.3504 | -16084.0302 | -17044.6014 | -18597.5771 | -20079.7442 | -19781.1366 | -22158.3896 | -22964.0677 | -24298.9269 | -25137.7522 | -26592.7028
| GPC Reserve Margin (%), (F) | 48.72% | 51.95% | 47.7% | 52.3% | 57.23% | 68.53% | 71.75% | 75.06% | 81.05% | 85.11% | 87.83% | 91.28% | 96.7% | 101.7% | 99.49% | 107.5% | 109.3% | 112.9% | 114.5% | 118.3%
|  | Notes | (A) Territorial Load requirements less non-dispatchable DSOs
(B) Includes territorial and imported power purchases. Capacity does not include the Winter 2027/2028 BESS Request for Proposals (RFP) approved in the 2023 Integrated Resource Plan (IRP) Update to show total procurement needs.
(C) Values stated in program terms
(D) Excludes requests to extend Plant Scherer Unit 3 and Plant Gaston Units 1-4 and A beyond 12/31/2028. These extensions are already included in Owned Generating Capacity.
(E) Does not consider planning reserve sharing. Reflects GPC's Target Reserve Margin, resulting from a System Target Reserve Margin of 25.50% (2025-2027) and 26% (2028 and beyond).
(F) Nameplate capacity is not appropriate for resource adequacy planning and results in overstated reserve margins because it does not account for the effective load carrying capability or planning capacity of each resource.
Existing Capability
|  | 2025 | 2026 | 2027 | 2028 | 2029 | 2030 | 2031 | 2032 | 2033 | 2034 | 2035 | 2036 | 2037 | 2038 | 2039 | 2040 | 2041 | 2042 | 2043 | 2044
Owned Generating Capacity (MW) |  | 14615.6694 | 15474.2094 | 16873.0394 | 17601.2794 | 17601.5774 | 17625.1774 | 17570.2234 | 17545.6274 | 17545.6274 | 17545.6274 | 17075.9514 | 17075.9514 | 17075.9514 | 17073.9514 | 12460.2274 | 12460.2274 | 12460.2274 | 12460.2274 | 12460.2274 | 12460.2274
Nuclear |  | 3049.3786 | 3049.3786 | 3049.3786 | 3049.3786 | 3049.3786 | 3049.3786 | 3049.3786 | 3049.3786 | 3049.3786 | 3049.3786 | 3049.3786 | 3049.3786 | 3049.3786 | 3049.3786 | 3049.3786 | 3049.3786 | 3049.3786 | 3049.3786 | 3049.3786 | 3049.3786
| HATCH 1 | 451.401 | 451.401 | 451.401 | 451.401 | 451.401 | 451.401 | 451.401 | 451.401 | 451.401 | 451.401 | 451.401 | 451.401 | 451.401 | 451.401 | 451.401 | 451.401 | 451.401 | 451.401 | 451.401 | 451.401
| HATCH 2 | 454.407 | 454.407 | 454.407 | 454.407 | 454.407 | 454.407 | 454.407 | 454.407 | 454.407 | 454.407 | 454.407 | 454.407 | 454.407 | 454.407 | 454.407 | 454.407 | 454.407 | 454.407 | 454.407 | 454.407
| VOGTLE 1 | 559.6771 | 559.6771 | 559.6771 | 559.6771 | 559.6771 | 559.6771 | 559.6771 | 559.6771 | 559.6771 | 559.6771 | 559.6771 | 559.6771 | 559.6771 | 559.6771 | 559.6771 | 559.6771 | 559.6771 | 559.6771 | 559.6771 | 559.6771
| VOGTLE 2 | 562.9555 | 562.9555 | 562.9555 | 562.9555 | 562.9555 | 562.9555 | 562.9555 | 562.9555 | 562.9555 | 562.9555 | 562.9555 | 562.9555 | 562.9555 | 562.9555 | 562.9555 | 562.9555 | 562.9555 | 562.9555 | 562.9555 | 562.9555
| VOGTLE 3 | 510.469 | 510.469 | 510.469 | 510.469 | 510.469 | 510.469 | 510.469 | 510.469 | 510.469 | 510.469 | 510.469 | 510.469 | 510.469 | 510.469 | 510.469 | 510.469 | 510.469 | 510.469 | 510.469 | 510.469
| VOGTLE 4 | 510.469 | 510.469 | 510.469 | 510.469 | 510.469 | 510.469 | 510.469 | 510.469 | 510.469 | 510.469 | 510.469 | 510.469 | 510.469 | 510.469 | 510.469 | 510.469 | 510.469 | 510.469 | 510.469 | 510.469
Coal |  | 4044.843 | 4044.843 | 4044.843 | 4044.843 | 4044.843 | 4044.843 | 3989.889 | 3965.293 | 3965.293 | 3965.293 | 3965.293 | 3965.293 | 3965.293 | 3965.293 | 0 | 0 | 0 | 0 | 0 | 0
| BOWEN 1 | 740 | 740 | 740 | 740 | 740 | 740 | 740 | 740 | 740 | 740 | 740 | 740 | 740 | 740 | 0 | 0 | 0 | 0 | 0 | 0
| BOWEN 2 | 760 | 760 | 760 | 760 | 760 | 760 | 760 | 760 | 760 | 760 | 760 | 760 | 760 | 760 | 0 | 0 | 0 | 0 | 0 | 0
| BOWEN 3 | 950 | 950 | 950 | 950 | 950 | 950 | 950 | 950 | 950 | 950 | 950 | 950 | 950 | 950 | 0 | 0 | 0 | 0 | 0 | 0
| BOWEN 4 | 910 | 910 | 910 | 910 | 910 | 910 | 910 | 910 | 910 | 910 | 910 | 910 | 910 | 910 | 0 | 0 | 0 | 0 | 0 | 0
| SCHERER 1 | 75.18 | 75.18 | 75.18 | 75.18 | 75.18 | 75.18 | 75.18 | 75.18 | 75.18 | 75.18 | 75.18 | 75.18 | 75.18 | 75.18 | 0 | 0 | 0 | 0 | 0 | 0
| SCHERER 2 | 72.24 | 72.24 | 72.24 | 72.24 | 72.24 | 72.24 | 72.24 | 72.24 | 72.24 | 72.24 | 72.24 | 72.24 | 72.24 | 72.24 | 0 | 0 | 0 | 0 | 0 | 0
| SCHERER 3 | 537.423 | 537.423 | 537.423 | 537.423 | 537.423 | 537.423 | 482.469 | 457.873 | 457.873 | 457.873 | 457.873 | 457.873 | 457.873 | 457.873 | 0 | 0 | 0 | 0 | 0 | 0
| WANSLEY 1 | 0 | 0 | 0 | 0 | 0 | 0 | 0 | 0 | 0 | 0 | 0 | 0 | 0 | 0 | 0 | 0 | 0 | 0 | 0 | 0
| WANSLEY 2 | 0 | 0 | 0 | 0 | 0 | 0 | 0 | 0 | 0 | 0 | 0 | 0 | 0 | 0 | 0 | 0 | 0 | 0 | 0 | 0
Combined Cycle |  | 4168.7 | 4168.7 | 4168.7 | 4168.7 | 4168.7 | 4168.7 | 4168.7 | 4168.7 | 4168.7 | 4168.7 | 4168.7 | 4168.7 | 4168.7 | 4168.7 | 4168.7 | 4168.7 | 4168.7 | 4168.7 | 4168.7 | 4168.7
| MCDONOUGH 4 | 934 | 934 | 934 | 934 | 934 | 934 | 934 | 934 | 934 | 934 | 934 | 934 | 934 | 934 | 934 | 934 | 934 | 934 | 934 | 934
| MCDONOUGH 5 | 928 | 928 | 928 | 928 | 928 | 928 | 928 | 928 | 928 | 928 | 928 | 928 | 928 | 928 | 928 | 928 | 928 | 928 | 928 | 928
| MCDONOUGH 6 | 930 | 930 | 930 | 930 | 930 | 930 | 930 | 930 | 930 | 930 | 930 | 930 | 930 | 930 | 930 | 930 | 930 | 930 | 930 | 930
| MCINTOSH 10 | 691.7 | 691.7 | 691.7 | 691.7 | 691.7 | 691.7 | 691.7 | 691.7 | 691.7 | 691.7 | 691.7 | 691.7 | 691.7 | 691.7 | 691.7 | 691.7 | 691.7 | 691.7 | 691.7 | 691.7
| MCINTOSH 11 | 685 | 685 | 685 | 685 | 685 | 685 | 685 | 685 | 685 | 685 | 685 | 685 | 685 | 685 | 685 | 685 | 685 | 685 | 685 | 685
Oil/Gas Steam |  | 1108.107 | 1108.107 | 1108.107 | 1108.107 | 1108.107 | 1108.107 | 1108.107 | 1108.107 | 1108.107 | 1108.107 | 648.431 | 648.431 | 648.431 | 648.431 | 0 | 0 | 0 | 0 | 0 | 0
| GASTON 1 GAS | 127 | 127 | 127 | 127 | 127 | 127 | 127 | 127 | 127 | 127 | 0 | 0 | 0 | 0 | 0 | 0 | 0 | 0 | 0 | 0
| GASTON 2 GAS | 128 | 128 | 128 | 128 | 128 | 128 | 128 | 128 | 128 | 128 | 0 | 0 | 0 | 0 | 0 | 0 | 0 | 0 | 0 | 0
| GASTON 3 GAS | 102.027 | 102.027 | 102.027 | 102.027 | 102.027 | 102.027 | 102.027 | 102.027 | 102.027 | 102.027 | 0 | 0 | 0 | 0 | 0 | 0 | 0 | 0 | 0 | 0
| GASTON 4 GAS | 102.649 | 102.649 | 102.649 | 102.649 | 102.649 | 102.649 | 102.649 | 102.649 | 102.649 | 102.649 | 0 | 0 | 0 | 0 | 0 | 0 | 0 | 0 | 0 | 0
| YATES 6 GAS | 322.749 | 322.749 | 322.749 | 322.749 | 322.749 | 322.749 | 322.749 | 322.749 | 322.749 | 322.749 | 322.749 | 322.749 | 322.749 | 322.749 | 0 | 0 | 0 | 0 | 0 | 0
| YATES 7 GAS | 325.682 | 325.682 | 325.682 | 325.682 | 325.682 | 325.682 | 325.682 | 325.682 | 325.682 | 325.682 | 325.682 | 325.682 | 325.682 | 325.682 | 0 | 0 | 0 | 0 | 0 | 0
Combustion Turbine |  | 1854.645 | 1854.645 | 2211.265 | 2924.505 | 2924.803 | 2924.803 | 2924.803 | 2924.803 | 2924.803 | 2924.803 | 2914.803 | 2914.803 | 2914.803 | 2914.803 | 2914.803 | 2914.803 | 2914.803 | 2914.803 | 2914.803 | 2914.803
| GASTON A | 9.702 | 9.702 | 9.702 | 9.702 | 10 | 10 | 10 | 10 | 10 | 10 | 0 | 0 | 0 | 0 | 0 | 0 | 0 | 0 | 0 | 0
| MCDONOUGH 3A | 31.434 | 31.434 | 31.434 | 31.434 | 31.434 | 31.434 | 31.434 | 31.434 | 31.434 | 31.434 | 31.434 | 31.434 | 31.434 | 31.434 | 31.434 | 31.434 | 31.434 | 31.434 | 31.434 | 31.434
| MCDONOUGH 3B | 31.434 | 31.434 | 31.434 | 31.434 | 31.434 | 31.434 | 31.434 | 31.434 | 31.434 | 31.434 | 31.434 | 31.434 | 31.434 | 31.434 | 31.434 | 31.434 | 31.434 | 31.434 | 31.434 | 31.434
| MCINTOSH 1A | 94.5 | 94.5 | 94.5 | 94.5 | 94.5 | 94.5 | 94.5 | 94.5 | 94.5 | 94.5 | 94.5 | 94.5 | 94.5 | 94.5 | 94.5 | 94.5 | 94.5 | 94.5 | 94.5 | 94.5
| MCINTOSH 2A | 94.5 | 94.5 | 94.5 | 94.5 | 94.5 | 94.5 | 94.5 | 94.5 | 94.5 | 94.5 | 94.5 | 94.5 | 94.5 | 94.5 | 94.5 | 94.5 | 94.5 | 94.5 | 94.5 | 94.5
| MCINTOSH 3A | 94.5 | 94.5 | 94.5 | 94.5 | 94.5 | 94.5 | 94.5 | 94.5 | 94.5 | 94.5 | 94.5 | 94.5 | 94.5 | 94.5 | 94.5 | 94.5 | 94.5 | 94.5 | 94.5 | 94.5
| MCINTOSH 4A | 94.5 | 94.5 | 94.5 | 94.5 | 94.5 | 94.5 | 94.5 | 94.5 | 94.5 | 94.5 | 94.5 | 94.5 | 94.5 | 94.5 | 94.5 | 94.5 | 94.5 | 94.5 | 94.5 | 94.5
| MCINTOSH 5A | 94.5 | 94.5 | 94.5 | 94.5 | 94.5 | 94.5 | 94.5 | 94.5 | 94.5 | 94.5 | 94.5 | 94.5 | 94.5 | 94.5 | 94.5 | 94.5 | 94.5 | 94.5 | 94.5 | 94.5
| MCINTOSH 6A | 94.5 | 94.5 | 94.5 | 94.5 | 94.5 | 94.5 | 94.5 | 94.5 | 94.5 | 94.5 | 94.5 | 94.5 | 94.5 | 94.5 | 94.5 | 94.5 | 94.5 | 94.5 | 94.5 | 94.5
| MCINTOSH 7A | 94.5 | 94.5 | 94.5 | 94.5 | 94.5 | 94.5 | 94.5 | 94.5 | 94.5 | 94.5 | 94.5 | 94.5 | 94.5 | 94.5 | 94.5 | 94.5 | 94.5 | 94.5 | 94.5 | 94.5
| MCINTOSH 8A | 94.5 | 94.5 | 94.5 | 94.5 | 94.5 | 94.5 | 94.5 | 94.5 | 94.5 | 94.5 | 94.5 | 94.5 | 94.5 | 94.5 | 94.5 | 94.5 | 94.5 | 94.5 | 94.5 | 94.5
| MCMANUS 3A | 55.428 | 55.428 | 55.428 | 55.428 | 55.428 | 55.428 | 55.428 | 55.428 | 55.428 | 55.428 | 55.428 | 55.428 | 55.428 | 55.428 | 55.428 | 55.428 | 55.428 | 55.428 | 55.428 | 55.428
| MCMANUS 3B | 55.428 | 55.428 | 55.428 | 55.428 | 55.428 | 55.428 | 55.428 | 55.428 | 55.428 | 55.428 | 55.428 | 55.428 | 55.428 | 55.428 | 55.428 | 55.428 | 55.428 | 55.428 | 55.428 | 55.428
| MCMANUS 3C | 55.428 | 55.428 | 55.428 | 55.428 | 55.428 | 55.428 | 55.428 | 55.428 | 55.428 | 55.428 | 55.428 | 55.428 | 55.428 | 55.428 | 55.428 | 55.428 | 55.428 | 55.428 | 55.428 | 55.428
| MCMANUS 4A | 55.391 | 55.391 | 55.391 | 55.391 | 55.391 | 55.391 | 55.391 | 55.391 | 55.391 | 55.391 | 55.391 | 55.391 | 55.391 | 55.391 | 55.391 | 55.391 | 55.391 | 55.391 | 55.391 | 55.391
| MCMANUS 4B | 55.391 | 55.391 | 55.391 | 55.391 | 55.391 | 55.391 | 55.391 | 55.391 | 55.391 | 55.391 | 55.391 | 55.391 | 55.391 | 55.391 | 55.391 | 55.391 | 55.391 | 55.391 | 55.391 | 55.391
| MCMANUS 4C | 55.391 | 55.391 | 55.391 | 55.391 | 55.391 | 55.391 | 55.391 | 55.391 | 55.391 | 55.391 | 55.391 | 55.391 | 55.391 | 55.391 | 55.391 | 55.391 | 55.391 | 55.391 | 55.391 | 55.391
| MCMANUS 4D | 55.391 | 55.391 | 55.391 | 55.391 | 55.391 | 55.391 | 55.391 | 55.391 | 55.391 | 55.391 | 55.391 | 55.391 | 55.391 | 55.391 | 55.391 | 55.391 | 55.391 | 55.391 | 55.391 | 55.391
| MCMANUS 4E | 55.391 | 55.391 | 55.391 | 55.391 | 55.391 | 55.391 | 55.391 | 55.391 | 55.391 | 55.391 | 55.391 | 55.391 | 55.391 | 55.391 | 55.391 | 55.391 | 55.391 | 55.391 | 55.391 | 55.391
| MCMANUS 4F | 55.391 | 55.391 | 55.391 | 55.391 | 55.391 | 55.391 | 55.391 | 55.391 | 55.391 | 55.391 | 55.391 | 55.391 | 55.391 | 55.391 | 55.391 | 55.391 | 55.391 | 55.391 | 55.391 | 55.391
| MCMANUS DIESEL | 0 | 0 | 0 | 0 | 0 | 0 | 0 | 0 | 0 | 0 | 0 | 0 | 0 | 0 | 0 | 0 | 0 | 0 | 0 | 0
| WANSLEY 5A | 0 | 0 | 0 | 0 | 0 | 0 | 0 | 0 | 0 | 0 | 0 | 0 | 0 | 0 | 0 | 0 | 0 | 0 | 0 | 0
| WARNER ROBINS 1 | 93 | 93 | 93 | 93 | 93 | 93 | 93 | 93 | 93 | 93 | 93 | 93 | 93 | 93 | 93 | 93 | 93 | 93 | 93 | 93
| WARNER ROBINS 2 | 93 | 93 | 93 | 93 | 93 | 93 | 93 | 93 | 93 | 93 | 93 | 93 | 93 | 93 | 93 | 93 | 93 | 93 | 93 | 93
| WILSON 1A | 65.533 | 65.533 | 65.533 | 65.533 | 65.533 | 65.533 | 65.533 | 65.533 | 65.533 | 65.533 | 65.533 | 65.533 | 65.533 | 65.533 | 65.533 | 65.533 | 65.533 | 65.533 | 65.533 | 65.533
| WILSON 1B | 64.996 | 64.996 | 64.996 | 64.996 | 64.996 | 64.996 | 64.996 | 64.996 | 64.996 | 64.996 | 64.996 | 64.996 | 64.996 | 64.996 | 64.996 | 64.996 | 64.996 | 64.996 | 64.996 | 64.996
| WILSON 1C | 53.247 | 53.247 | 53.247 | 53.247 | 53.247 | 53.247 | 53.247 | 53.247 | 53.247 | 53.247 | 53.247 | 53.247 | 53.247 | 53.247 | 53.247 | 53.247 | 53.247 | 53.247 | 53.247 | 53.247
| WILSON 1D | 39.533 | 39.533 | 39.533 | 39.533 | 39.533 | 39.533 | 39.533 | 39.533 | 39.533 | 39.533 | 39.533 | 39.533 | 39.533 | 39.533 | 39.533 | 39.533 | 39.533 | 39.533 | 39.533 | 39.533
| WILSON 1E | 59.068 | 59.068 | 59.068 | 59.068 | 59.068 | 59.068 | 59.068 | 59.068 | 59.068 | 59.068 | 59.068 | 59.068 | 59.068 | 59.068 | 59.068 | 59.068 | 59.068 | 59.068 | 59.068 | 59.068
| WILSON 1F | 59.068 | 59.068 | 59.068 | 59.068 | 59.068 | 59.068 | 59.068 | 59.068 | 59.068 | 59.068 | 59.068 | 59.068 | 59.068 | 59.068 | 59.068 | 59.068 | 59.068 | 59.068 | 59.068 | 59.068
| WILSON DIESEL | 0 | 0 | 0 | 0 | 0 | 0 | 0 | 0 | 0 | 0 | 0 | 0 | 0 | 0 | 0 | 0 | 0 | 0 | 0 | 0
| YATES 10 | 0 | 0 | 0 | 356.62 | 356.62 | 356.62 | 356.62 | 356.62 | 356.62 | 356.62 | 356.62 | 356.62 | 356.62 | 356.62 | 356.62 | 356.62 | 356.62 | 356.62 | 356.62 | 356.62
| YATES 8 | 0 | 0 | 356.62 | 356.62 | 356.62 | 356.62 | 356.62 | 356.62 | 356.62 | 356.62 | 356.62 | 356.62 | 356.62 | 356.62 | 356.62 | 356.62 | 356.62 | 356.62 | 356.62 | 356.62
| YATES 9 | 0 | 0 | 0 | 356.62 | 356.62 | 356.62 | 356.62 | 356.62 | 356.62 | 356.62 | 356.62 | 356.62 | 356.62 | 356.62 | 356.62 | 356.62 | 356.62 | 356.62 | 356.62 | 356.62
Pump Storage |  | 403.3419 | 403.3419 | 403.3419 | 403.3419 | 403.3419 | 403.3419 | 403.3419 | 403.3419 | 403.3419 | 403.3419 | 403.3419 | 403.3419 | 403.3419 | 403.3419 | 403.3419 | 403.3419 | 403.3419 | 403.3419 | 403.3419 | 403.3419
| ROCKY MTN 1 PS | 63.3806 | 63.3806 | 63.3806 | 63.3806 | 63.3806 | 63.3806 | 63.3806 | 63.3806 | 63.3806 | 63.3806 | 63.3806 | 63.3806 | 63.3806 | 63.3806 | 63.3806 | 63.3806 | 63.3806 | 63.3806 | 63.3806 | 63.3806
| ROCKY MTN 2 PS | 63.3806 | 63.3806 | 63.3806 | 63.3806 | 63.3806 | 63.3806 | 63.3806 | 63.3806 | 63.3806 | 63.3806 | 63.3806 | 63.3806 | 63.3806 | 63.3806 | 63.3806 | 63.3806 | 63.3806 | 63.3806 | 63.3806 | 63.3806
| ROCKY MTN 3 PS | 63.3806 | 63.3806 | 63.3806 | 63.3806 | 63.3806 | 63.3806 | 63.3806 | 63.3806 | 63.3806 | 63.3806 | 63.3806 | 63.3806 | 63.3806 | 63.3806 | 63.3806 | 63.3806 | 63.3806 | 63.3806 | 63.3806 | 63.3806
| WALLACE DAM 1 PS | 53.3 | 53.3 | 53.3 | 53.3 | 53.3 | 53.3 | 53.3 | 53.3 | 53.3 | 53.3 | 53.3 | 53.3 | 53.3 | 53.3 | 53.3 | 53.3 | 53.3 | 53.3 | 53.3 | 53.3
| WALLACE DAM 2 PS | 53.3 | 53.3 | 53.3 | 53.3 | 53.3 | 53.3 | 53.3 | 53.3 | 53.3 | 53.3 | 53.3 | 53.3 | 53.3 | 53.3 | 53.3 | 53.3 | 53.3 | 53.3 | 53.3 | 53.3
| WALLACE DAM 5 PS | 53.3 | 53.3 | 53.3 | 53.3 | 53.3 | 53.3 | 53.3 | 53.3 | 53.3 | 53.3 | 53.3 | 53.3 | 53.3 | 53.3 | 53.3 | 53.3 | 53.3 | 53.3 | 53.3 | 53.3
| WALLACE DAM 6 PS | 53.3 | 53.3 | 53.3 | 53.3 | 53.3 | 53.3 | 53.3 | 53.3 | 53.3 | 53.3 | 53.3 | 53.3 | 53.3 | 53.3 | 53.3 | 53.3 | 53.3 | 53.3 | 53.3 | 53.3
Hydro |  | 677.9 | 691 | 696.82 | 696.82 | 696.82 | 696.82 | 696.82 | 696.82 | 696.82 | 696.82 | 696.82 | 696.82 | 696.82 | 696.82 | 696.82 | 696.82 | 696.82 | 696.82 | 696.82 | 696.82
| BARTLETT'S FERRY 1 HY | 16.74 | 16.74 | 16.74 | 16.74 | 16.74 | 16.74 | 16.74 | 16.74 | 16.74 | 16.74 | 16.74 | 16.74 | 16.74 | 16.74 | 16.74 | 16.74 | 16.74 | 16.74 | 16.74 | 16.74
| BARTLETT'S FERRY 2 HY | 16.74 | 16.74 | 16.74 | 16.74 | 16.74 | 16.74 | 16.74 | 16.74 | 16.74 | 16.74 | 16.74 | 16.74 | 16.74 | 16.74 | 16.74 | 16.74 | 16.74 | 16.74 | 16.74 | 16.74
| BARTLETT'S FERRY 3 HY | 16.74 | 16.74 | 16.74 | 16.74 | 16.74 | 16.74 | 16.74 | 16.74 | 16.74 | 16.74 | 16.74 | 16.74 | 16.74 | 16.74 | 16.74 | 16.74 | 16.74 | 16.74 | 16.74 | 16.74
| BARTLETT'S FERRY 4 HY | 22.31 | 22.31 | 22.31 | 22.31 | 22.31 | 22.31 | 22.31 | 22.31 | 22.31 | 22.31 | 22.31 | 22.31 | 22.31 | 22.31 | 22.31 | 22.31 | 22.31 | 22.31 | 22.31 | 22.31
| BARTLETT'S FERRY 5 HY | 60.29 | 60.29 | 60.29 | 60.29 | 60.29 | 60.29 | 60.29 | 60.29 | 60.29 | 60.29 | 60.29 | 60.29 | 60.29 | 60.29 | 60.29 | 60.29 | 60.29 | 60.29 | 60.29 | 60.29
| BARTLETT'S FERRY 6 HY | 60.29 | 60.29 | 60.29 | 60.29 | 60.29 | 60.29 | 60.29 | 60.29 | 60.29 | 60.29 | 60.29 | 60.29 | 60.29 | 60.29 | 60.29 | 60.29 | 60.29 | 60.29 | 60.29 | 60.29
| BURTON 1 HY | 4.35 | 4.35 | 4.35 | 4.35 | 4.35 | 4.35 | 4.35 | 4.35 | 4.35 | 4.35 | 4.35 | 4.35 | 4.35 | 4.35 | 4.35 | 4.35 | 4.35 | 4.35 | 4.35 | 4.35
| BURTON 2 HY | 4.35 | 4.35 | 4.35 | 4.35 | 4.35 | 4.35 | 4.35 | 4.35 | 4.35 | 4.35 | 4.35 | 4.35 | 4.35 | 4.35 | 4.35 | 4.35 | 4.35 | 4.35 | 4.35 | 4.35
| ESTATOAH 1 HY | 0 | 0 | 0 | 0 | 0 | 0 | 0 | 0 | 0 | 0 | 0 | 0 | 0 | 0 | 0 | 0 | 0 | 0 | 0 | 0
| FLINT RIVER 1 HY | 1.9 | 1.9 | 1.9 | 1.9 | 1.9 | 1.9 | 1.9 | 1.9 | 1.9 | 1.9 | 1.9 | 1.9 | 1.9 | 1.9 | 1.9 | 1.9 | 1.9 | 1.9 | 1.9 | 1.9
| FLINT RIVER 2 HY | 1.9 | 1.9 | 1.9 | 1.9 | 1.9 | 1.9 | 1.9 | 1.9 | 1.9 | 1.9 | 1.9 | 1.9 | 1.9 | 1.9 | 1.9 | 1.9 | 1.9 | 1.9 | 1.9 | 1.9
| FLINT RIVER 3 HY | 1.9 | 1.9 | 1.9 | 1.9 | 1.9 | 1.9 | 1.9 | 1.9 | 1.9 | 1.9 | 1.9 | 1.9 | 1.9 | 1.9 | 1.9 | 1.9 | 1.9 | 1.9 | 1.9 | 1.9
| GOAT ROCK 3 HY | 5.12 | 5.12 | 5.12 | 5.12 | 5.12 | 5.12 | 5.12 | 5.12 | 5.12 | 5.12 | 5.12 | 5.12 | 5.12 | 5.12 | 5.12 | 5.12 | 5.12 | 5.12 | 5.12 | 5.12
| GOAT ROCK 4 HY | 0 | 0 | 0 | 0 | 0 | 0 | 0 | 0 | 0 | 0 | 0 | 0 | 0 | 0 | 0 | 0 | 0 | 0 | 0 | 0
| GOAT ROCK 5 HY | 0 | 0 | 0 | 0 | 0 | 0 | 0 | 0 | 0 | 0 | 0 | 0 | 0 | 0 | 0 | 0 | 0 | 0 | 0 | 0
| GOAT ROCK 6 HY | 5.12 | 5.12 | 5.12 | 5.12 | 5.12 | 5.12 | 5.12 | 5.12 | 5.12 | 5.12 | 5.12 | 5.12 | 5.12 | 5.12 | 5.12 | 5.12 | 5.12 | 5.12 | 5.12 | 5.12
| GOAT ROCK 7 HY | 9.52 | 9.52 | 9.52 | 9.52 | 9.52 | 9.52 | 9.52 | 9.52 | 9.52 | 9.52 | 9.52 | 9.52 | 9.52 | 9.52 | 9.52 | 9.52 | 9.52 | 9.52 | 9.52 | 9.52
| GOAT ROCK 8 HY | 9.52 | 9.52 | 9.52 | 9.52 | 9.52 | 9.52 | 9.52 | 9.52 | 9.52 | 9.52 | 9.52 | 9.52 | 9.52 | 9.52 | 9.52 | 9.52 | 9.52 | 9.52 | 9.52 | 9.52
| LANGDALE 5 HY | 0 | 0 | 0 | 0 | 0 | 0 | 0 | 0 | 0 | 0 | 0 | 0 | 0 | 0 | 0 | 0 | 0 | 0 | 0 | 0
| LANGDALE 6 HY | 0 | 0 | 0 | 0 | 0 | 0 | 0 | 0 | 0 | 0 | 0 | 0 | 0 | 0 | 0 | 0 | 0 | 0 | 0 | 0
| LLOYD SHOALS 1 HY | 3.75 | 3.75 | 3.75 | 3.75 | 3.75 | 3.75 | 3.75 | 3.75 | 3.75 | 3.75 | 3.75 | 3.75 | 3.75 | 3.75 | 3.75 | 3.75 | 3.75 | 3.75 | 3.75 | 3.75
| LLOYD SHOALS 2 HY | 3.75 | 3.75 | 3.75 | 3.75 | 3.75 | 3.75 | 3.75 | 3.75 | 3.75 | 3.75 | 3.75 | 3.75 | 3.75 | 3.75 | 3.75 | 3.75 | 3.75 | 3.75 | 3.75 | 3.75
| LLOYD SHOALS 3 HY | 3.75 | 3.75 | 3.75 | 3.75 | 3.75 | 3.75 | 3.75 | 3.75 | 3.75 | 3.75 | 3.75 | 3.75 | 3.75 | 3.75 | 3.75 | 3.75 | 3.75 | 3.75 | 3.75 | 3.75
| LLOYD SHOALS 4 HY | 3.75 | 3.75 | 3.75 | 3.75 | 3.75 | 3.75 | 3.75 | 3.75 | 3.75 | 3.75 | 3.75 | 3.75 | 3.75 | 3.75 | 3.75 | 3.75 | 3.75 | 3.75 | 3.75 | 3.75
| LLOYD SHOALS 5 HY | 3.75 | 3.75 | 3.75 | 3.75 | 3.75 | 3.75 | 3.75 | 3.75 | 3.75 | 3.75 | 3.75 | 3.75 | 3.75 | 3.75 | 3.75 | 3.75 | 3.75 | 3.75 | 3.75 | 3.75
| LLOYD SHOALS 6 HY | 3.75 | 3.75 | 3.75 | 3.75 | 3.75 | 3.75 | 3.75 | 3.75 | 3.75 | 3.75 | 3.75 | 3.75 | 3.75 | 3.75 | 3.75 | 3.75 | 3.75 | 3.75 | 3.75 | 3.75
| MORGAN FALLS 1 HY | 1.67 | 1.67 | 1.67 | 1.67 | 1.67 | 1.67 | 1.67 | 1.67 | 1.67 | 1.67 | 1.67 | 1.67 | 1.67 | 1.67 | 1.67 | 1.67 | 1.67 | 1.67 | 1.67 | 1.67
| MORGAN FALLS 2 HY | 1.67 | 1.67 | 1.67 | 1.67 | 1.67 | 1.67 | 1.67 | 1.67 | 1.67 | 1.67 | 1.67 | 1.67 | 1.67 | 1.67 | 1.67 | 1.67 | 1.67 | 1.67 | 1.67 | 1.67
| MORGAN FALLS 3 HY | 0 | 0 | 0 | 0 | 0 | 0 | 0 | 0 | 0 | 0 | 0 | 0 | 0 | 0 | 0 | 0 | 0 | 0 | 0 | 0
| MORGAN FALLS 4 HY | 0 | 0 | 0 | 0 | 0 | 0 | 0 | 0 | 0 | 0 | 0 | 0 | 0 | 0 | 0 | 0 | 0 | 0 | 0 | 0
| MORGAN FALLS 5 HY | 1.67 | 1.67 | 1.67 | 1.67 | 1.67 | 1.67 | 1.67 | 1.67 | 1.67 | 1.67 | 1.67 | 1.67 | 1.67 | 1.67 | 1.67 | 1.67 | 1.67 | 1.67 | 1.67 | 1.67
| MORGAN FALLS 6 HY | 1.67 | 1.67 | 1.67 | 1.67 | 1.67 | 1.67 | 1.67 | 1.67 | 1.67 | 1.67 | 1.67 | 1.67 | 1.67 | 1.67 | 1.67 | 1.67 | 1.67 | 1.67 | 1.67 | 1.67
| MORGAN FALLS 7 HY | 1.67 | 1.67 | 1.67 | 1.67 | 1.67 | 1.67 | 1.67 | 1.67 | 1.67 | 1.67 | 1.67 | 1.67 | 1.67 | 1.67 | 1.67 | 1.67 | 1.67 | 1.67 | 1.67 | 1.67
| NACOOCHEE 1 HY | 3 | 3 | 3 | 3 | 3 | 3 | 3 | 3 | 3 | 3 | 3 | 3 | 3 | 3 | 3 | 3 | 3 | 3 | 3 | 3
| NACOOCHEE 2 HY | 3 | 3 | 3 | 3 | 3 | 3 | 3 | 3 | 3 | 3 | 3 | 3 | 3 | 3 | 3 | 3 | 3 | 3 | 3 | 3
| NORTH HIGHLANDS 1 HY | 10.82 | 10.82 | 10.82 | 10.82 | 10.82 | 10.82 | 10.82 | 10.82 | 10.82 | 10.82 | 10.82 | 10.82 | 10.82 | 10.82 | 10.82 | 10.82 | 10.82 | 10.82 | 10.82 | 10.82
| NORTH HIGHLANDS 2 HY | 10.82 | 10.82 | 10.82 | 10.82 | 10.82 | 10.82 | 10.82 | 10.82 | 10.82 | 10.82 | 10.82 | 10.82 | 10.82 | 10.82 | 10.82 | 10.82 | 10.82 | 10.82 | 10.82 | 10.82
| NORTH HIGHLANDS 3 HY | 10.82 | 10.82 | 10.82 | 10.82 | 10.82 | 10.82 | 10.82 | 10.82 | 10.82 | 10.82 | 10.82 | 10.82 | 10.82 | 10.82 | 10.82 | 10.82 | 10.82 | 10.82 | 10.82 | 10.82
| NORTH HIGHLANDS 4 HY | 2.35 | 2.35 | 2.35 | 2.35 | 2.35 | 2.35 | 2.35 | 2.35 | 2.35 | 2.35 | 2.35 | 2.35 | 2.35 | 2.35 | 2.35 | 2.35 | 2.35 | 2.35 | 2.35 | 2.35
| OLIVER 1 HY | 17.46 | 17.46 | 17.46 | 17.46 | 17.46 | 17.46 | 17.46 | 17.46 | 17.46 | 17.46 | 17.46 | 17.46 | 17.46 | 17.46 | 17.46 | 17.46 | 17.46 | 17.46 | 17.46 | 17.46
| OLIVER 2 HY | 17.46 | 17.46 | 17.46 | 17.46 | 17.46 | 17.46 | 17.46 | 17.46 | 17.46 | 17.46 | 17.46 | 17.46 | 17.46 | 17.46 | 17.46 | 17.46 | 17.46 | 17.46 | 17.46 | 17.46
| OLIVER 3 HY | 17.46 | 17.46 | 17.46 | 17.46 | 17.46 | 17.46 | 17.46 | 17.46 | 17.46 | 17.46 | 17.46 | 17.46 | 17.46 | 17.46 | 17.46 | 17.46 | 17.46 | 17.46 | 17.46 | 17.46
| OLIVER 4 HY | 0 | 0 | 5.82 | 5.82 | 5.82 | 5.82 | 5.82 | 5.82 | 5.82 | 5.82 | 5.82 | 5.82 | 5.82 | 5.82 | 5.82 | 5.82 | 5.82 | 5.82 | 5.82 | 5.82
| RIVERVIEW 1 HY | 0 | 0 | 0 | 0 | 0 | 0 | 0 | 0 | 0 | 0 | 0 | 0 | 0 | 0 | 0 | 0 | 0 | 0 | 0 | 0
| RIVERVIEW 2 HY | 0 | 0 | 0 | 0 | 0 | 0 | 0 | 0 | 0 | 0 | 0 | 0 | 0 | 0 | 0 | 0 | 0 | 0 | 0 | 0
| SINCLAIR 1 HY | 21.95 | 21.95 | 21.95 | 21.95 | 21.95 | 21.95 | 21.95 | 21.95 | 21.95 | 21.95 | 21.95 | 21.95 | 21.95 | 21.95 | 21.95 | 21.95 | 21.95 | 21.95 | 21.95 | 21.95
| SINCLAIR 2 HY | 21.95 | 21.95 | 21.95 | 21.95 | 21.95 | 21.95 | 21.95 | 21.95 | 21.95 | 21.95 | 21.95 | 21.95 | 21.95 | 21.95 | 21.95 | 21.95 | 21.95 | 21.95 | 21.95 | 21.95
| TALLULAH 1 HY | 12.15 | 12.15 | 12.15 | 12.15 | 12.15 | 12.15 | 12.15 | 12.15 | 12.15 | 12.15 | 12.15 | 12.15 | 12.15 | 12.15 | 12.15 | 12.15 | 12.15 | 12.15 | 12.15 | 12.15
| TALLULAH 2 HY | 12.15 | 12.15 | 12.15 | 12.15 | 12.15 | 12.15 | 12.15 | 12.15 | 12.15 | 12.15 | 12.15 | 12.15 | 12.15 | 12.15 | 12.15 | 12.15 | 12.15 | 12.15 | 12.15 | 12.15
| TALLULAH 3 HY | 12.15 | 12.15 | 12.15 | 12.15 | 12.15 | 12.15 | 12.15 | 12.15 | 12.15 | 12.15 | 12.15 | 12.15 | 12.15 | 12.15 | 12.15 | 12.15 | 12.15 | 12.15 | 12.15 | 12.15
| TALLULAH 4 HY | 12.15 | 12.15 | 12.15 | 12.15 | 12.15 | 12.15 | 12.15 | 12.15 | 12.15 | 12.15 | 12.15 | 12.15 | 12.15 | 12.15 | 12.15 | 12.15 | 12.15 | 12.15 | 12.15 | 12.15
| TALLULAH 5 HY | 12.15 | 12.15 | 12.15 | 12.15 | 12.15 | 12.15 | 12.15 | 12.15 | 12.15 | 12.15 | 12.15 | 12.15 | 12.15 | 12.15 | 12.15 | 12.15 | 12.15 | 12.15 | 12.15 | 12.15
| TALLULAH 6 HY | 12.15 | 12.15 | 12.15 | 12.15 | 12.15 | 12.15 | 12.15 | 12.15 | 12.15 | 12.15 | 12.15 | 12.15 | 12.15 | 12.15 | 12.15 | 12.15 | 12.15 | 12.15 | 12.15 | 12.15
| TERRORA 1 HY | 8.75 | 8.75 | 8.75 | 8.75 | 8.75 | 8.75 | 8.75 | 8.75 | 8.75 | 8.75 | 8.75 | 8.75 | 8.75 | 8.75 | 8.75 | 8.75 | 8.75 | 8.75 | 8.75 | 8.75
| TERRORA 2 HY | 8.75 | 8.75 | 8.75 | 8.75 | 8.75 | 8.75 | 8.75 | 8.75 | 8.75 | 8.75 | 8.75 | 8.75 | 8.75 | 8.75 | 8.75 | 8.75 | 8.75 | 8.75 | 8.75 | 8.75
| TUGALO 1 HY | 13.1 | 13.1 | 13.1 | 13.1 | 13.1 | 13.1 | 13.1 | 13.1 | 13.1 | 13.1 | 13.1 | 13.1 | 13.1 | 13.1 | 13.1 | 13.1 | 13.1 | 13.1 | 13.1 | 13.1
| TUGALO 2 HY | 13.1 | 13.1 | 13.1 | 13.1 | 13.1 | 13.1 | 13.1 | 13.1 | 13.1 | 13.1 | 13.1 | 13.1 | 13.1 | 13.1 | 13.1 | 13.1 | 13.1 | 13.1 | 13.1 | 13.1
| TUGALO 3 HY | 13.1 | 13.1 | 13.1 | 13.1 | 13.1 | 13.1 | 13.1 | 13.1 | 13.1 | 13.1 | 13.1 | 13.1 | 13.1 | 13.1 | 13.1 | 13.1 | 13.1 | 13.1 | 13.1 | 13.1
| TUGALO 4 HY | 0 | 13.1 | 13.1 | 13.1 | 13.1 | 13.1 | 13.1 | 13.1 | 13.1 | 13.1 | 13.1 | 13.1 | 13.1 | 13.1 | 13.1 | 13.1 | 13.1 | 13.1 | 13.1 | 13.1
| WALLACE DAM 3 HY | 57.44 | 57.44 | 57.44 | 57.44 | 57.44 | 57.44 | 57.44 | 57.44 | 57.44 | 57.44 | 57.44 | 57.44 | 57.44 | 57.44 | 57.44 | 57.44 | 57.44 | 57.44 | 57.44 | 57.44
| WALLACE DAM 4 HY | 57.44 | 57.44 | 57.44 | 57.44 | 57.44 | 57.44 | 57.44 | 57.44 | 57.44 | 57.44 | 57.44 | 57.44 | 57.44 | 57.44 | 57.44 | 57.44 | 57.44 | 57.44 | 57.44 | 57.44
| YONAH 1 HY | 9.53 | 9.53 | 9.53 | 9.53 | 9.53 | 9.53 | 9.53 | 9.53 | 9.53 | 9.53 | 9.53 | 9.53 | 9.53 | 9.53 | 9.53 | 9.53 | 9.53 | 9.53 | 9.53 | 9.53
| YONAH 2 HY | 9.53 | 9.53 | 9.53 | 9.53 | 9.53 | 9.53 | 9.53 | 9.53 | 9.53 | 9.53 | 9.53 | 9.53 | 9.53 | 9.53 | 9.53 | 9.53 | 9.53 | 9.53 | 9.53 | 9.53
| YONAH 3 HY | 9.53 | 9.53 | 9.53 | 9.53 | 9.53 | 9.53 | 9.53 | 9.53 | 9.53 | 9.53 | 9.53 | 9.53 | 9.53 | 9.53 | 9.53 | 9.53 | 9.53 | 9.53 | 9.53 | 9.53
Solar |  | 360.584 | 360.584 | 360.584 | 360.584 | 360.584 | 384.184 | 384.184 | 384.184 | 384.184 | 384.184 | 384.184 | 384.184 | 384.184 | 384.184 | 384.184 | 384.184 | 384.184 | 384.184 | 384.184 | 384.184
| COMMUNITY SOLAR - COMER | 2.16 | 2.16 | 2.16 | 2.16 | 2.16 | 2.16 | 2.16 | 2.16 | 2.16 | 2.16 | 2.16 | 2.16 | 2.16 | 2.16 | 2.16 | 2.16 | 2.16 | 2.16 | 2.16 | 2.16
| COMMUNITY SOLAR - GUYTON | 3.6 | 3.6 | 3.6 | 3.6 | 3.6 | 3.6 | 3.6 | 3.6 | 3.6 | 3.6 | 3.6 | 3.6 | 3.6 | 3.6 | 3.6 | 3.6 | 3.6 | 3.6 | 3.6 | 3.6
| COMMUNITY SOLAR - WAYNESBORO | 2.4 | 2.4 | 2.4 | 2.4 | 2.4 | 2.4 | 2.4 | 2.4 | 2.4 | 2.4 | 2.4 | 2.4 | 2.4 | 2.4 | 2.4 | 2.4 | 2.4 | 2.4 | 2.4 | 2.4
| FALCONS | 1.02 | 1.02 | 1.02 | 1.02 | 1.02 | 1.02 | 1.02 | 1.02 | 1.02 | 1.02 | 1.02 | 1.02 | 1.02 | 1.02 | 1.02 | 1.02 | 1.02 | 1.02 | 1.02 | 1.02
| FORT BENNING | 30 | 30 | 30 | 30 | 30 | 30 | 30 | 30 | 30 | 30 | 30 | 30 | 30 | 30 | 30 | 30 | 30 | 30 | 30 | 30
| FORT GORDON | 30 | 30 | 30 | 30 | 30 | 30 | 30 | 30 | 30 | 30 | 30 | 30 | 30 | 30 | 30 | 30 | 30 | 30 | 30 | 30
| FORT STEWART SOLAR | 30 | 30 | 30 | 30 | 30 | 30 | 30 | 30 | 30 | 30 | 30 | 30 | 30 | 30 | 30 | 30 | 30 | 30 | 30 | 30
| FORT VALLEY STATE UNIVERSITY | 10.8 | 10.8 | 10.8 | 10.8 | 10.8 | 10.8 | 10.8 | 10.8 | 10.8 | 10.8 | 10.8 | 10.8 | 10.8 | 10.8 | 10.8 | 10.8 | 10.8 | 10.8 | 10.8 | 10.8
| KINGS BAY SOLAR | 30.16 | 30.16 | 30.16 | 30.16 | 30.16 | 30.16 | 30.16 | 30.16 | 30.16 | 30.16 | 30.16 | 30.16 | 30.16 | 30.16 | 30.16 | 30.16 | 30.16 | 30.16 | 30.16 | 30.16
| MCINTOSH CLOSED ASH POND | 10 | 10 | 10 | 10 | 10 | 10 | 10 | 10 | 10 | 10 | 10 | 10 | 10 | 10 | 10 | 10 | 10 | 10 | 10 | 10
| MCLB | 31.16 | 31.16 | 31.16 | 31.16 | 31.16 | 31.16 | 31.16 | 31.16 | 31.16 | 31.16 | 31.16 | 31.16 | 31.16 | 31.16 | 31.16 | 31.16 | 31.16 | 31.16 | 31.16 | 31.16
| MOODY AFB | 49.5 | 49.5 | 49.5 | 49.5 | 49.5 | 49.5 | 49.5 | 49.5 | 49.5 | 49.5 | 49.5 | 49.5 | 49.5 | 49.5 | 49.5 | 49.5 | 49.5 | 49.5 | 49.5 | 49.5
| RIGHT OF WAY SOLAR | 0.8 | 0.8 | 0.8 | 0.8 | 0.8 | 0.8 | 0.8 | 0.8 | 0.8 | 0.8 | 0.8 | 0.8 | 0.8 | 0.8 | 0.8 | 0.8 | 0.8 | 0.8 | 0.8 | 0.8
| ROBINS AFB | 128 | 128 | 128 | 128 | 128 | 128 | 128 | 128 | 128 | 128 | 128 | 128 | 128 | 128 | 128 | 128 | 128 | 128 | 128 | 128
| UGA SOLAR | 0.984 | 0.984 | 0.984 | 0.984 | 0.984 | 0.984 | 0.984 | 0.984 | 0.984 | 0.984 | 0.984 | 0.984 | 0.984 | 0.984 | 0.984 | 0.984 | 0.984 | 0.984 | 0.984 | 0.984
| Unassigned Self-Build Solar | 0 | 0 | 0 | 0 | 0 | 23.6 | 23.6 | 23.6 | 23.6 | 23.6 | 23.6 | 23.6 | 23.6 | 23.6 | 23.6 | 23.6 | 23.6 | 23.6 | 23.6 | 23.6
System Sales |  | -1051.83 | -206.39 | 2e-21 | 2e-21 | 2e-21 | 2e-21 | 2e-21 | 2e-21 | 2e-21 | 2e-21 | 2e-21 | 2e-21 | 2e-21 | 2e-21 | 2e-21 | 2e-21 | 2e-21 | 2e-21 | 2e-21 | 2e-21
| SYSTEM SALE | -1051.83 | -206.39 | 2e-21 | 2e-21 | 2e-21 | 2e-21 | 2e-21 | 2e-21 | 2e-21 | 2e-21 | 2e-21 | 2e-21 | 2e-21 | 2e-21 | 2e-21 | 2e-21 | 2e-21 | 2e-21 | 2e-21 | 2e-21
Purchased Generating Capacity (MW) |  | 8778.769 | 9343.789 | 9343.789 | 9604.381 | 8824.381 | 11769.381 | 10177.74 | 10177.74 | 10122.29 | 10104.301 | 8765.341 | 7919.633 | 7791.455 | 7439.666 | 7439.663 | 7079.183 | 6999.263 | 6985.553 | 6972.316 | 6970.346
| 2019 IRP RENEWABLES - DG S2230 | 4.8 | 4.8 | 4.8 | 4.8 | 4.8 | 4.8 | 4.8 | 4.8 | 4.8 | 4.8 | 4.8 | 4.8 | 4.8 | 4.8 | 4.8 | 4.8 | 4.8 | 4.8 | 4.8 | 4.8
| 2019 IRP RENEWABLES - DG S2330 | 36.04 | 36.04 | 36.04 | 36.04 | 36.04 | 36.04 | 36.04 | 36.04 | 36.04 | 36.04 | 36.04 | 36.04 | 36.04 | 36.04 | 36.04 | 36.04 | 36.04 | 36.04 | 36.04 | 36.04
| 2019 IRP RENEWABLES - DG S2430 | 0.6 | 0.6 | 0.6 | 0.6 | 0.6 | 0.6 | 0.6 | 0.6 | 0.6 | 0.6 | 0.6 | 0.6 | 0.6 | 0.6 | 0.6 | 0.6 | 0.6 | 0.6 | 0.6 | 0.6
| 2019 IRP RENEWABLES - DG W2330 | 24.346 | 24.346 | 24.346 | 24.346 | 24.346 | 24.346 | 24.346 | 24.346 | 24.346 | 24.346 | 24.346 | 24.346 | 24.346 | 24.346 | 24.346 | 24.346 | 24.346 | 24.346 | 24.346 | 24.346
| 2019 IRP RENEWABLES - DG W2430 | 23.18 | 23.18 | 23.18 | 23.18 | 23.18 | 23.18 | 23.18 | 23.18 | 23.18 | 23.18 | 23.18 | 23.18 | 23.18 | 23.18 | 23.18 | 23.18 | 23.18 | 23.18 | 23.18 | 23.18
| 2022 IRP BIOMASS - AGE | 0 | 0 | 0 | 0 | 0 | 70 | 70 | 70 | 70 | 70 | 70 | 70 | 70 | 70 | 70 | 70 | 70 | 70 | 70 | 70
| 2022 IRP ESS RFP | 0 | 0 | 0 | 0 | 500 | 500 | 500 | 500 | 500 | 500 | 500 | 500 | 500 | 500 | 500 | 500 | 500 | 500 | 500 | 500
| 2022 IRP SOLAR DG RFP 1 | 44 | 44 | 44 | 44 | 44 | 44 | 44 | 44 | 44 | 44 | 44 | 44 | 44 | 44 | 44 | 44 | 44 | 44 | 44 | 44
| 2022 IRP SOLAR DG RFP 2 | 0 | 249 | 249 | 249 | 249 | 249 | 249 | 249 | 249 | 249 | 249 | 249 | 249 | 249 | 249 | 249 | 249 | 249 | 249 | 249
| 2022 IRP SOLAR US RFP 1 | 0 | 0 | 0 | 0 | 0 | 2875 | 2875 | 2875 | 2875 | 2875 | 2875 | 2875 | 2875 | 2875 | 2875 | 2875 | 2875 | 2875 | 2875 | 2875
| 2022 IRP SOLAR US RFP 2 | 0 | 0 | 0 | 0 | 0 | 0 | 475 | 475 | 475 | 475 | 475 | 475 | 475 | 475 | 475 | 475 | 475 | 475 | 475 | 475
| 2022/2023 US - FLINT RIVER SOLAR | 200 | 200 | 200 | 200 | 200 | 200 | 200 | 200 | 200 | 200 | 200 | 200 | 200 | 200 | 200 | 200 | 200 | 200 | 200 | 200
| 2022/2023 US - TIMBERLAND SOLAR | 140 | 140 | 140 | 140 | 140 | 140 | 140 | 140 | 140 | 140 | 140 | 140 | 140 | 140 | 140 | 140 | 140 | 140 | 140 | 140
| 2022/2023 US - WADLEY SOLAR | 260 | 260 | 260 | 260 | 260 | 260 | 260 | 260 | 260 | 260 | 260 | 260 | 260 | 260 | 260 | 260 | 260 | 260 | 260 | 260
| 2022/2023 US - WASHINGTON COUNTY SOLAR | 150 | 150 | 150 | 150 | 150 | 150 | 150 | 150 | 150 | 150 | 150 | 150 | 150 | 150 | 150 | 150 | 150 | 150 | 150 | 150
| 2023 IRP UPDATE BESS RFP | 0 | 0 | 0 | 0 | 0 | 0 | 0 | 0 | 0 | 0 | 0 | 0 | 0 | 0 | 0 | 0 | 0 | 0 | 0 | 0
| ADDISON 1 (WEST GA) | 185.896 | 185.896 | 185.896 | 185.896 | 185.896 | 185.896 | 0 | 0 | 0 | 0 | 0 | 0 | 0 | 0 | 0 | 0 | 0 | 0 | 0 | 0
| ADDISON 3 (WEST GA) | 180.896 | 180.896 | 180.896 | 180.896 | 180.896 | 180.896 | 0 | 0 | 0 | 0 | 0 | 0 | 0 | 0 | 0 | 0 | 0 | 0 | 0 | 0
| ALBANY RENEWABLE ENERGY | 49.5 | 49.5 | 49.5 | 49.5 | 49.5 | 49.5 | 49.5 | 49.5 | 49.5 | 49.5 | 49.5 | 49.5 | 49.5 | 0 | 0 | 0 | 0 | 0 | 0 | 0
| ASI CLASSIC 210 MW - DG S1320 | 0.78 | 0.78 | 0.78 | 0.78 | 0.78 | 0.78 | 0.78 | 0.78 | 0.78 | 0 | 0 | 0 | 0 | 0 | 0 | 0 | 0 | 0 | 0 | 0
| ASI CLASSIC 210 MW - DG S1420 | 9.29 | 9.29 | 9.29 | 9.29 | 9.29 | 9.29 | 9.29 | 9.29 | 9.29 | 9.29 | 0 | 0 | 0 | 0 | 0 | 0 | 0 | 0 | 0 | 0
| ASI CLASSIC 210 MW - DG S1520 | 28.61 | 28.61 | 28.61 | 28.61 | 28.61 | 28.61 | 28.61 | 28.61 | 28.61 | 28.61 | 28.61 | 0 | 0 | 0 | 0 | 0 | 0 | 0 | 0 | 0
| ASI CLASSIC 210 MW - DG S1620 | 2.41 | 2.41 | 2.41 | 2.41 | 2.41 | 2.41 | 2.41 | 2.41 | 2.41 | 2.41 | 2.41 | 2.41 | 0 | 0 | 0 | 0 | 0 | 0 | 0 | 0
| ASI CLASSIC 210 MW - DG W1420 | 17.04 | 17.04 | 17.04 | 17.04 | 17.04 | 17.04 | 17.04 | 17.04 | 17.04 | 0 | 0 | 0 | 0 | 0 | 0 | 0 | 0 | 0 | 0 | 0
| ASI CLASSIC 210 MW - DG W1520 | 18.47 | 18.47 | 18.47 | 18.47 | 18.47 | 18.47 | 18.47 | 18.47 | 18.47 | 18.47 | 0 | 0 | 0 | 0 | 0 | 0 | 0 | 0 | 0 | 0
| ASI CLASSIC 210 MW - DG W1620 | 1.401 | 1.401 | 1.401 | 1.401 | 1.401 | 1.401 | 1.401 | 1.401 | 1.401 | 1.401 | 1.401 | 0 | 0 | 0 | 0 | 0 | 0 | 0 | 0 | 0
| ASI CLASSIC 210 MW - US 1: DUBLIN SOLAR CENTER - DUBLIN | 4.08 | 4.08 | 4.08 | 4.08 | 4.08 | 4.08 | 4.08 | 4.08 | 4.08 | 4.08 | 4.08 | 0 | 0 | 0 | 0 | 0 | 0 | 0 | 0 | 0
| ASI CLASSIC 210 MW - US 1: RICHLAND SOLAR CENTER | 20 | 20 | 20 | 20 | 20 | 20 | 20 | 20 | 20 | 20 | 20 | 0 | 0 | 0 | 0 | 0 | 0 | 0 | 0 | 0
| ASI CLASSIC 210 MW - US 1: RINCON SOLAR CENTER | 16 | 16 | 16 | 16 | 16 | 16 | 16 | 16 | 16 | 16 | 16 | 16 | 0 | 0 | 0 | 0 | 0 | 0 | 0 | 0
| ASI CLASSIC 210 MW - US 2: BUTLER SOLAR FARM | 20 | 20 | 20 | 20 | 20 | 20 | 20 | 20 | 20 | 20 | 20 | 20 | 0 | 0 | 0 | 0 | 0 | 0 | 0 | 0
| ASI CLASSIC 210 MW - US 2: DECATUR COUNTY SOLAR PROJECT | 18.9 | 18.9 | 18.9 | 18.9 | 18.9 | 18.9 | 18.9 | 18.9 | 18.9 | 18.9 | 18.9 | 0 | 0 | 0 | 0 | 0 | 0 | 0 | 0 | 0
| ASI CLASSIC 210 MW - US 2: HECATE ENERGY - OLD MIDVILLE RD LLC | 20 | 20 | 20 | 20 | 20 | 20 | 20 | 20 | 20 | 20 | 20 | 20 | 0 | 0 | 0 | 0 | 0 | 0 | 0 | 0
| ASI CLASSIC 210 MW - US 2: SOLAR GLYNN | 17.68 | 17.68 | 17.68 | 17.68 | 17.68 | 17.68 | 17.68 | 17.68 | 17.68 | 17.68 | 17.68 | 17.68 | 0 | 0 | 0 | 0 | 0 | 0 | 0 | 0
| ASI PRIME 525 MW - DG S1625 | 0.12 | 0.12 | 0.12 | 0.12 | 0.12 | 0.12 | 0.12 | 0.12 | 0.12 | 0.12 | 0.12 | 0.12 | 0.12 | 0.12 | 0.12 | 0.12 | 0.12 | 0 | 0 | 0
| ASI PRIME 525 MW - DG S1635 | 0.32 | 0.32 | 0.32 | 0.32 | 0.32 | 0.32 | 0.32 | 0.32 | 0.32 | 0.32 | 0.32 | 0.32 | 0.32 | 0.32 | 0.32 | 0.32 | 0.32 | 0.32 | 0.32 | 0.32
| ASI PRIME 525 MW - DG S1725 | 4.027 | 4.027 | 4.027 | 4.027 | 4.027 | 4.027 | 4.027 | 4.027 | 4.027 | 4.027 | 4.027 | 4.027 | 4.027 | 4.027 | 4.027 | 4.027 | 4.027 | 4.027 | 0 | 0
| ASI PRIME 525 MW - DG S1730 | 6.1 | 6.1 | 6.1 | 6.1 | 6.1 | 6.1 | 6.1 | 6.1 | 6.1 | 6.1 | 6.1 | 6.1 | 6.1 | 6.1 | 6.1 | 6.1 | 6.1 | 6.1 | 6.1 | 6.1
| ASI PRIME 525 MW - DG S1735 | 7.02 | 7.02 | 7.02 | 7.02 | 7.02 | 7.02 | 7.02 | 7.02 | 7.02 | 7.02 | 7.02 | 7.02 | 7.02 | 7.02 | 7.02 | 7.02 | 7.02 | 7.02 | 7.02 | 7.02
| ASI PRIME 525 MW - DG S1815 | 0.169 | 0.169 | 0.169 | 0.169 | 0.169 | 0.169 | 0.169 | 0.169 | 0.169 | 0 | 0 | 0 | 0 | 0 | 0 | 0 | 0 | 0 | 0 | 0
| ASI PRIME 525 MW - DG S1820 | 0.003 | 0.003 | 0.003 | 0.003 | 0.003 | 0.003 | 0.003 | 0.003 | 0.003 | 0.003 | 0.003 | 0.003 | 0.003 | 0.003 | 0 | 0 | 0 | 0 | 0 | 0
| ASI PRIME 525 MW - DG S1825 | 0.3 | 0.3 | 0.3 | 0.3 | 0.3 | 0.3 | 0.3 | 0.3 | 0.3 | 0.3 | 0.3 | 0.3 | 0.3 | 0.3 | 0.3 | 0.3 | 0.3 | 0.3 | 0.3 | 0
| ASI PRIME 525 MW - DG S1835 | 0.06 | 0.06 | 0.06 | 0.06 | 0.06 | 0.06 | 0.06 | 0.06 | 0.06 | 0.06 | 0.06 | 0.06 | 0.06 | 0.06 | 0.06 | 0.06 | 0.06 | 0.06 | 0.06 | 0
| ASI PRIME 525 MW - DG W1725 | 13.59 | 13.59 | 13.59 | 13.59 | 13.59 | 13.59 | 13.59 | 13.59 | 13.59 | 13.59 | 13.59 | 13.59 | 13.59 | 13.59 | 13.59 | 13.59 | 13.59 | 0 | 0 | 0
| ASI PRIME 525 MW - DG W1730 | 6.05 | 6.05 | 6.05 | 6.05 | 6.05 | 6.05 | 6.05 | 6.05 | 6.05 | 6.05 | 6.05 | 6.05 | 6.05 | 6.05 | 6.05 | 6.05 | 6.05 | 6.05 | 6.05 | 6.05
| ASI PRIME 525 MW - DG W1735 | 1.88 | 1.88 | 1.88 | 1.88 | 1.88 | 1.88 | 1.88 | 1.88 | 1.88 | 1.88 | 1.88 | 1.88 | 1.88 | 1.88 | 1.88 | 1.88 | 1.88 | 1.88 | 1.88 | 1.88
| ASI PRIME 525 MW - DG W1815 | 0.45 | 0.45 | 0.45 | 0.45 | 0.45 | 0.45 | 0.45 | 0.45 | 0 | 0 | 0 | 0 | 0 | 0 | 0 | 0 | 0 | 0 | 0 | 0
| ASI PRIME 525 MW - DG W1820 | 0.3 | 0.3 | 0.3 | 0.3 | 0.3 | 0.3 | 0.3 | 0.3 | 0.3 | 0.3 | 0.3 | 0.3 | 0.3 | 0 | 0 | 0 | 0 | 0 | 0 | 0
| ASI PRIME 525 MW - DG W1825 | 9.21 | 9.21 | 9.21 | 9.21 | 9.21 | 9.21 | 9.21 | 9.21 | 9.21 | 9.21 | 9.21 | 9.21 | 9.21 | 9.21 | 9.21 | 9.21 | 9.21 | 9.21 | 0 | 0
| ASI PRIME 525 MW - DG W1830 | 22.39 | 22.39 | 22.39 | 22.39 | 22.39 | 22.39 | 22.39 | 22.39 | 22.39 | 22.39 | 22.39 | 22.39 | 22.39 | 22.39 | 22.39 | 22.39 | 22.39 | 22.39 | 22.39 | 22.39
| ASI PRIME 525 MW - DG W1835 | 6.28 | 6.28 | 6.28 | 6.28 | 6.28 | 6.28 | 6.28 | 6.28 | 6.28 | 6.28 | 6.28 | 6.28 | 6.28 | 6.28 | 6.28 | 6.28 | 6.28 | 6.28 | 6.28 | 6.28
| ASI PRIME 525 MW - US 1: BUTLER SOLAR | 100 | 100 | 100 | 100 | 100 | 100 | 100 | 100 | 100 | 100 | 100 | 100 | 100 | 100 | 100 | 100 | 100 | 100 | 100 | 100
| ASI PRIME 525 MW - US 1: DECATUR PARKWAY SOLAR PROJECT | 79.92 | 79.92 | 79.92 | 79.92 | 79.92 | 79.92 | 79.92 | 79.92 | 79.92 | 79.92 | 79.92 | 79.92 | 79.92 | 79.92 | 79.92 | 79.92 | 0 | 0 | 0 | 0
| ASI PRIME 525 MW - US 1: PAWPAW SOLAR | 30 | 30 | 30 | 30 | 30 | 30 | 30 | 30 | 30 | 30 | 30 | 30 | 30 | 30 | 30 | 30 | 30 | 30 | 30 | 30
| ASI PRIME 525 MW - US 2: LIVE OAK SOLAR | 51 | 51 | 51 | 51 | 51 | 51 | 51 | 51 | 51 | 51 | 51 | 51 | 51 | 51 | 51 | 51 | 51 | 51 | 51 | 51
| ASI PRIME 525 MW - US 2: WHITE OAK SOLAR | 76.5 | 76.5 | 76.5 | 76.5 | 76.5 | 76.5 | 76.5 | 76.5 | 76.5 | 76.5 | 76.5 | 76.5 | 76.5 | 76.5 | 76.5 | 76.5 | 76.5 | 76.5 | 76.5 | 76.5
| ASI PRIME 525 MW - US 2: WHITE PINE SOLAR | 101.25 | 101.25 | 101.25 | 101.25 | 101.25 | 101.25 | 101.25 | 101.25 | 101.25 | 101.25 | 101.25 | 101.25 | 101.25 | 101.25 | 101.25 | 101.25 | 101.25 | 101.25 | 101.25 | 101.25
| AXIUM US SOLAR HOLDINGS (SD&D) | 1 | 1 | 1 | 0 | 0 | 0 | 0 | 0 | 0 | 0 | 0 | 0 | 0 | 0 | 0 | 0 | 0 | 0 | 0 | 0
| BLUE CANYON | 250 | 250 | 250 | 250 | 250 | 250 | 250 | 250 | 250 | 250 | 250 | 0 | 0 | 0 | 0 | 0 | 0 | 0 | 0 | 0
| CCSP DG - ONLINE | 1.5 | 1.5 | 1.5 | 1.5 | 1.5 | 1.5 | 1.5 | 1.5 | 1.5 | 1.5 | 1.5 | 1.5 | 1.5 | 1.5 | 1.5 | 1.5 | 1.5 | 1.5 | 1.5 | 1.5
| CCSP DG - REMAINING | 23.5 | 23.5 | 23.5 | 23.5 | 23.5 | 23.5 | 23.5 | 23.5 | 23.5 | 23.5 | 23.5 | 23.5 | 23.5 | 23.5 | 23.5 | 23.5 | 23.5 | 23.5 | 23.5 | 23.5
| COCA-COLA | 6.3 | 6.3 | 6.3 | 6.3 | 6.3 | 6.3 | 6.3 | 6.3 | 6.3 | 6.3 | 6.3 | 0 | 0 | 0 | 0 | 0 | 0 | 0 | 0 | 0
| CONYERS RENEWABLE ENERGY | 3.077 | 3.077 | 3.077 | 3.077 | 3.077 | 3.077 | 3.077 | 3.077 | 3.077 | 3.077 | 3.077 | 3.077 | 3.077 | 0 | 0 | 0 | 0 | 0 | 0 | 0
| DAHLBERG 1 | 0 | 0 | 0 | 87.006 | 87.006 | 87.006 | 87.006 | 87.006 | 87.006 | 87.006 | 87.006 | 87.006 | 87.006 | 0 | 0 | 0 | 0 | 0 | 0 | 0
| DAHLBERG 10 | 89 | 87.838 | 87.838 | 87.838 | 87.838 | 87.838 | 87.838 | 87.838 | 87.838 | 87.838 | 87.838 | 0 | 0 | 0 | 0 | 0 | 0 | 0 | 0 | 0
| DAHLBERG 2 | 88.436 | 87.408 | 87.408 | 87.408 | 87.408 | 87.408 | 87.408 | 87.408 | 87.408 | 87.408 | 87.408 | 0 | 0 | 0 | 0 | 0 | 0 | 0 | 0 | 0
| DAHLBERG 3 | 0 | 0 | 0 | 87.169 | 87.169 | 87.169 | 87.169 | 87.169 | 87.169 | 87.169 | 87.169 | 87.169 | 87.169 | 0 | 0 | 0 | 0 | 0 | 0 | 0
| DAHLBERG 4 | 87.149 | 87.149 | 87.149 | 87.149 | 87.149 | 87.149 | 0 | 0 | 0 | 0 | 0 | 0 | 0 | 0 | 0 | 0 | 0 | 0 | 0 | 0
| DAHLBERG 5 | 0 | 0 | 0 | 87.417 | 87.417 | 87.417 | 87.417 | 87.417 | 87.417 | 87.417 | 87.417 | 87.417 | 87.417 | 0 | 0 | 0 | 0 | 0 | 0 | 0
| DAHLBERG 6 | 87.737 | 87.737 | 87.737 | 87.737 | 87.737 | 87.737 | 87.737 | 87.737 | 87.737 | 87.737 | 87.737 | 0 | 0 | 0 | 0 | 0 | 0 | 0 | 0 | 0
| DAHLBERG 8 | 86.224 | 86.224 | 86.224 | 86.224 | 86.224 | 86.224 | 86.224 | 86.224 | 86.224 | 86.224 | 86.224 | 0 | 0 | 0 | 0 | 0 | 0 | 0 | 0 | 0
| DAHLBERG 9 | 0 | 88.21 | 88.21 | 88.21 | 88.21 | 88.21 | 88.21 | 88.21 | 88.21 | 88.21 | 88.21 | 0 | 0 | 0 | 0 | 0 | 0 | 0 | 0 | 0
| EXELON HEARD 1 | 157.5 | 157.5 | 157.5 | 157.5 | 157.5 | 157.5 | 0 | 0 | 0 | 0 | 0 | 0 | 0 | 0 | 0 | 0 | 0 | 0 | 0 | 0
| EXELON HEARD 2 | 157.5 | 157.5 | 157.5 | 157.5 | 157.5 | 157.5 | 0 | 0 | 0 | 0 | 0 | 0 | 0 | 0 | 0 | 0 | 0 | 0 | 0 | 0
| EXELON HEARD 3 | 157.5 | 157.5 | 157.5 | 157.5 | 157.5 | 157.5 | 0 | 0 | 0 | 0 | 0 | 0 | 0 | 0 | 0 | 0 | 0 | 0 | 0 | 0
| EXELON HEARD 4 | 157.5 | 157.5 | 157.5 | 157.5 | 157.5 | 157.5 | 0 | 0 | 0 | 0 | 0 | 0 | 0 | 0 | 0 | 0 | 0 | 0 | 0 | 0
| EXELON HEARD 5 | 157.5 | 157.5 | 157.5 | 157.5 | 157.5 | 157.5 | 0 | 0 | 0 | 0 | 0 | 0 | 0 | 0 | 0 | 0 | 0 | 0 | 0 | 0
| EXELON HEARD 6 | 157.5 | 157.5 | 157.5 | 157.5 | 157.5 | 157.5 | 0 | 0 | 0 | 0 | 0 | 0 | 0 | 0 | 0 | 0 | 0 | 0 | 0 | 0
| GEORGIA RENEWABLE POWER FRANKLIN LLC | 58 | 58 | 58 | 58 | 58 | 58 | 58 | 58 | 58 | 58 | 58 | 58 | 58 | 58 | 58 | 58 | 58 | 58 | 58 | 58
| GEORGIA RENEWABLE POWER MADISON | 58 | 58 | 58 | 58 | 58 | 58 | 58 | 58 | 58 | 58 | 58 | 58 | 58 | 58 | 58 | 58 | 58 | 58 | 58 | 58
| GREEN POWER SOLUTIONS | 29 | 29 | 29 | 29 | 29 | 29 | 29 | 29 | 29 | 29 | 29 | 0 | 0 | 0 | 0 | 0 | 0 | 0 | 0 | 0
| HARRIS 1 | 667.7 | 667.7 | 667.7 | 667.7 | 667.7 | 667.7 | 0 | 0 | 0 | 0 | 0 | 0 | 0 | 0 | 0 | 0 | 0 | 0 | 0 | 0
| HARRIS 2 | 689.5 | 689.5 | 689.5 | 689.5 | 689.5 | 689.5 | 689.5 | 689.5 | 689.5 | 689.5 | 0 | 0 | 0 | 0 | 0 | 0 | 0 | 0 | 0 | 0
| INTERNATIONAL PAPER - FLINT RIVER | 29.05 | 29.05 | 29.05 | 29.05 | 29.05 | 29.05 | 29.05 | 29.05 | 29.05 | 29.05 | 29.05 | 29.05 | 0 | 0 | 0 | 0 | 0 | 0 | 0 | 0
| INTERNATIONAL PAPER - PORT WENTWORTH | 31.32 | 31.32 | 31.32 | 31.32 | 31.32 | 31.32 | 31.32 | 31.32 | 31.32 | 31.32 | 31.32 | 31.32 | 31.32 | 0 | 0 | 0 | 0 | 0 | 0 | 0
| LSS 50 MW - HSH PEMBROOKE | 1 | 1 | 1 | 1 | 1 | 1 | 1 | 1 | 1 | 1 | 1 | 0 | 0 | 0 | 0 | 0 | 0 | 0 | 0 | 0
| LSS 50 MW - SIMON SOLAR FARM | 30 | 30 | 30 | 30 | 30 | 30 | 30 | 30 | 30 | 30 | 30 | 0 | 0 | 0 | 0 | 0 | 0 | 0 | 0 | 0
| LSS 50 MW - SOLAR D&D CAMILLA | 16 | 16 | 16 | 16 | 16 | 16 | 16 | 16 | 16 | 16 | 16 | 0 | 0 | 0 | 0 | 0 | 0 | 0 | 0 | 0
| LSS 50 MW - SOLAR D&D CAMP (MERIWETHER COUNTY) | 3 | 3 | 3 | 3 | 3 | 3 | 3 | 3 | 3 | 3 | 3 | 0 | 0 | 0 | 0 | 0 | 0 | 0 | 0 | 0
| MAS GEORGIA LFG - OAK GROVE | 6.178 | 6.178 | 6.178 | 6.178 | 6.178 | 6.178 | 6.178 | 6.178 | 6.178 | 6.178 | 6.178 | 6.178 | 0 | 0 | 0 | 0 | 0 | 0 | 0 | 0
| MAS GEORGIA LFG - PINE RIDGE | 6.3 | 6.3 | 6.3 | 6.3 | 6.3 | 6.3 | 6.3 | 6.3 | 6.3 | 6.3 | 6.3 | 6.3 | 0 | 0 | 0 | 0 | 0 | 0 | 0 | 0
| MAS GEORGIA LFG - RICHLAND CREEK | 10.56 | 10.56 | 10.56 | 10.56 | 10.56 | 10.56 | 10.56 | 10.56 | 10.56 | 10.56 | 10.56 | 10.56 | 0 | 0 | 0 | 0 | 0 | 0 | 0 | 0
| MID-GEORGIA COGEN | 300 | 300 | 300 | 300 | 0 | 0 | 0 | 0 | 0 | 0 | 0 | 0 | 0 | 0 | 0 | 0 | 0 | 0 | 0 | 0
| MONROE POWER | 360 | 360 | 360 | 360 | 360 | 360 | 360 | 360 | 360 | 360 | 360 | 360 | 360 | 360 | 360 | 0 | 0 | 0 | 0 | 0
| MPC PPA | 750 | 750 | 750 | 750 | 0 | 0 | 0 | 0 | 0 | 0 | 0 | 0 | 0 | 0 | 0 | 0 | 0 | 0 | 0 | 0
| PIEDMONT GREEN POWER | 55 | 55 | 55 | 55 | 55 | 55 | 55 | 55 | 0 | 0 | 0 | 0 | 0 | 0 | 0 | 0 | 0 | 0 | 0 | 0
| REDI 1400 MW - C&I: DOUGHERTY COUNTY SOLAR | 120 | 120 | 120 | 120 | 120 | 120 | 120 | 120 | 120 | 120 | 120 | 120 | 120 | 120 | 120 | 120 | 120 | 120 | 120 | 120
| REDI 1400 MW - C&I: TANGLEWOOD SOLAR | 57.5 | 57.5 | 57.5 | 57.5 | 57.5 | 57.5 | 57.5 | 57.5 | 57.5 | 57.5 | 57.5 | 57.5 | 57.5 | 57.5 | 57.5 | 57.5 | 57.5 | 57.5 | 57.5 | 57.5
| REDI 1400 MW - DG CS S1920 | 0.48 | 0.48 | 0.48 | 0.48 | 0.48 | 0.48 | 0.48 | 0.48 | 0.48 | 0.48 | 0.48 | 0.48 | 0.48 | 0.48 | 0.48 | 0 | 0 | 0 | 0 | 0
| REDI 1400 MW - DG CS S1925 | 2.74 | 2.74 | 2.74 | 2.74 | 2.74 | 2.74 | 2.74 | 2.74 | 2.74 | 2.74 | 2.74 | 2.74 | 2.74 | 2.74 | 2.74 | 2.74 | 2.74 | 2.74 | 2.74 | 2.74
| REDI 1400 MW - DG CS S1930 | 5.89 | 5.89 | 5.89 | 5.89 | 5.89 | 5.89 | 5.89 | 5.89 | 5.89 | 5.89 | 5.89 | 5.89 | 5.89 | 5.89 | 5.89 | 5.89 | 5.89 | 5.89 | 5.89 | 5.89
| REDI 1400 MW - DG CS S1935 | 14.04 | 14.04 | 14.04 | 14.04 | 14.04 | 14.04 | 14.04 | 14.04 | 14.04 | 14.04 | 14.04 | 14.04 | 14.04 | 14.04 | 14.04 | 14.04 | 14.04 | 14.04 | 14.04 | 14.04
| REDI 1400 MW - DG CS W1925 | 1.61 | 1.61 | 1.61 | 1.61 | 1.61 | 1.61 | 1.61 | 1.61 | 1.61 | 1.61 | 1.61 | 1.61 | 1.61 | 1.61 | 1.61 | 1.61 | 1.61 | 1.61 | 1.61 | 0
| REDI 1400 MW - DG CS W1930 | 0.6 | 0.6 | 0.6 | 0.6 | 0.6 | 0.6 | 0.6 | 0.6 | 0.6 | 0.6 | 0.6 | 0.6 | 0.6 | 0.6 | 0.6 | 0.6 | 0.6 | 0.6 | 0.6 | 0.6
| REDI 1400 MW - DG CS W1935 | 10.61 | 10.61 | 10.61 | 10.61 | 10.61 | 10.61 | 10.61 | 10.61 | 10.61 | 10.61 | 10.61 | 10.61 | 10.61 | 10.61 | 10.61 | 10.61 | 10.61 | 10.61 | 10.61 | 10.61
REDI 1400 MW - DG S2030 | bar: 2025 to 2044
| REDI 1400 MW - DG S2035 | 75.31 | 75.31 | 75.31 | 75.31 | 75.31 | 75.31 | 75.31 | 75.31 | 75.31 | 75.31 | 75.31 | 75.31 | 75.31 | 75.31 | 75.31 | 75.31 | 75.31 | 75.31 | 75.31 | 75.31
| REDI 1400 MW - DG W2030 | 2.5 | 2.5 | 2.5 | 2.5 | 2.5 | 2.5 | 2.5 | 2.5 | 2.5 | 2.5 | 2.5 | 2.5 | 2.5 | 2.5 | 2.5 | 2.5 | 2.5 | 2.5 | 2.5 | 2.5
| REDI 1400 MW - DG W2035 | 6.9 | 6.9 | 6.9 | 6.9 | 6.9 | 6.9 | 6.9 | 6.9 | 6.9 | 6.9 | 6.9 | 6.9 | 6.9 | 6.9 | 6.9 | 6.9 | 6.9 | 6.9 | 6.9 | 6.9
| REDI 1400 MW - US 1: QUITMAN SOLAR | 150 | 150 | 150 | 150 | 150 | 150 | 150 | 150 | 150 | 150 | 150 | 150 | 150 | 150 | 150 | 150 | 150 | 150 | 150 | 150
| REDI 1400 MW - US 1: SOUTHERN OAK SOLAR | 160 | 160 | 160 | 160 | 160 | 160 | 160 | 160 | 160 | 160 | 160 | 160 | 160 | 160 | 160 | 160 | 160 | 160 | 160 | 160
| REDI 1400 MW - US 1: TWIGGS COUNTY SOLAR | 200 | 200 | 200 | 200 | 200 | 200 | 200 | 200 | 200 | 200 | 200 | 200 | 200 | 200 | 200 | 200 | 200 | 200 | 200 | 200
| REDI 1400 MW - US 2: COOL SPRINGS | 213 | 213 | 213 | 213 | 213 | 213 | 213 | 213 | 213 | 213 | 213 | 213 | 213 | 213 | 213 | 213 | 213 | 213 | 213 | 213
| REDI 1400 MW - US 2: HICKORY PARK | 195.5 | 195.5 | 195.5 | 195.5 | 195.5 | 195.5 | 195.5 | 195.5 | 195.5 | 195.5 | 195.5 | 195.5 | 195.5 | 195.5 | 195.5 | 195.5 | 195.5 | 195.5 | 195.5 | 195.5
| REDI 1400 MW - US 2: QUITMAN II | 150 | 150 | 150 | 150 | 150 | 150 | 150 | 150 | 150 | 150 | 150 | 150 | 150 | 150 | 150 | 150 | 150 | 150 | 150 | 150
| REDI CS2 | 3 | 3 | 3 | 3 | 3 | 3 | 3 | 3 | 3 | 3 | 3 | 3 | 3 | 3 | 3 | 3 | 3 | 3 | 3 | 3
| SANTA ROSA | 0 | 230 | 230 | 230 | 0 | 0 | 0 | 0 | 0 | 0 | 0 | 0 | 0 | 0 | 0 | 0 | 0 | 0 | 0 | 0
| SUPERIOR - WASTE MANAGEMENT | 6 | 6 | 6 | 6 | 6 | 6 | 6 | 6 | 6 | 6 | 6 | 6 | 6 | 0 | 0 | 0 | 0 | 0 | 0 | 0
| WALTON COUNTY | 0 | 0 | 0 | 0 | 0 | 0 | 0 | 0 | 0 | 0 | 0 | 0 | 0 | 0 | 0 | 0 | 0 | 0 | 0 | 0
| WANSLEY 6 | 0 | 0 | 0 | 0 | 0 | 0 | 0 | 0 | 0 | 0 | 0 | 0 | 0 | 0 | 0 | 0 | 0 | 0 | 0 | 0
| WANSLEY 7 | 621.7 | 621.7 | 621.7 | 621.7 | 621.7 | 621.7 | 621.7 | 621.7 | 621.7 | 621.7 | 0 | 0 | 0 | 0 | 0 | 0 | 0 | 0 | 0 | 0
| WASHINGTON COUNTY | 0 | 0 | 0 | 0 | 0 | 0 | 0 | 0 | 0 | 0 | 0 | 0 | 0 | 0 | 0 | 0 | 0 | 0 | 0 | 0
Dispatchable DSOs (MW) |  | 792.8923 | 796.5273 | 800.0917 | 800.5852 | 803.0845 | 805.5167 | 809.8156 | 811.7839 | 814.6147 | 817.527 | 819.432 | 820.7971 | 825.71 | 847.5042 | 856.0726 | 864.7709 | 872.7841 | 882.8191 | 893.4772 | 903.3704
| CVR Level 1 | 202.9356 | 204.7531 | 206.5353 | 206.7821 | 208.0317 | 209.2478 | 211.3973 | 212.3814 | 213.7968 | 215.253 | 216.2055 | 216.888 | 219.3445 | 230.2416 | 234.5258 | 238.8749 | 242.8815 | 247.899 | 253.2281 | 258.1747
| CVR Level 2 | 202.9356 | 204.7531 | 206.5353 | 206.7821 | 208.0317 | 209.2478 | 211.3973 | 212.3814 | 213.7968 | 215.253 | 216.2055 | 216.888 | 219.3445 | 230.2416 | 234.5258 | 238.8749 | 242.8815 | 247.899 | 253.2281 | 258.1747
| DER Customer Program | 0 | 0 | 0 | 0 | 0 | 0 | 0 | 0 | 0 | 0 | 0 | 0 | 0 | 0 | 0 | 0 | 0 | 0 | 0 | 0
| DPEC | 225.581 | 225.581 | 225.581 | 225.581 | 225.581 | 225.581 | 225.581 | 225.581 | 225.581 | 225.581 | 225.581 | 225.581 | 225.581 | 225.581 | 225.581 | 225.581 | 225.581 | 225.581 | 225.581 | 225.581
| RTPeDA | 2.73 | 2.73 | 2.73 | 2.73 | 2.73 | 2.73 | 2.73 | 2.73 | 2.73 | 2.73 | 2.73 | 2.73 | 2.73 | 2.73 | 2.73 | 2.73 | 2.73 | 2.73 | 2.73 | 2.73
| RTPeHA | 126.21 | 126.21 | 126.21 | 126.21 | 126.21 | 126.21 | 126.21 | 126.21 | 126.21 | 126.21 | 126.21 | 126.21 | 126.21 | 126.21 | 126.21 | 126.21 | 126.21 | 126.21 | 126.21 | 126.21
| Temp Check | 32.5 | 32.5 | 32.5 | 32.5 | 32.5 | 32.5 | 32.5 | 32.5 | 32.5 | 32.5 | 32.5 | 32.5 | 32.5 | 32.5 | 32.5 | 32.5 | 32.5 | 32.5 | 32.5 | 32.5
Energy Storage |  | 0 | 0 | 830 | 845 | 845 | 845 | 845 | 845 | 845 | 845 | 845 | 845 | 845 | 843 | 843 | 843 | 843 | 843 | 843 | 843
| 2019 IRP BESS DEMO | 0 | 0 | 0 | 2 | 2 | 2 | 2 | 2 | 2 | 2 | 2 | 2 | 2 | 0 | 0 | 0 | 0 | 0 | 0 | 0
| 2019 IRP BESS DEMO - FORT STEWART 4 HR BESS | 0 | 0 | 0 | 13 | 13 | 13 | 13 | 13 | 13 | 13 | 13 | 13 | 13 | 13 | 13 | 13 | 13 | 13 | 13 | 13
| 2022 IRP MCGRAU FORD 2 HR BATTERY | 0 | 0 | 265 | 265 | 265 | 265 | 265 | 265 | 265 | 265 | 265 | 265 | 265 | 265 | 265 | 265 | 265 | 265 | 265 | 265
| 2023 IRP UPDATE - HAMMOND | 0 | 0 | 57.5 | 57.5 | 57.5 | 57.5 | 57.5 | 57.5 | 57.5 | 57.5 | 57.5 | 57.5 | 57.5 | 57.5 | 57.5 | 57.5 | 57.5 | 57.5 | 57.5 | 57.5
| 2023 IRP Update - MCGRAU FORD PHASE 2 | 0 | 0 | 265 | 265 | 265 | 265 | 265 | 265 | 265 | 265 | 265 | 265 | 265 | 265 | 265 | 265 | 265 | 265 | 265 | 265
| 2023 IRP UPDATE - MOODY AFB | 0 | 0 | 49.5 | 49.5 | 49.5 | 49.5 | 49.5 | 49.5 | 49.5 | 49.5 | 49.5 | 49.5 | 49.5 | 49.5 | 49.5 | 49.5 | 49.5 | 49.5 | 49.5 | 49.5
| 2023 IRP UPDATE - ROBINS AFB | 0 | 0 | 128 | 128 | 128 | 128 | 128 | 128 | 128 | 128 | 128 | 128 | 128 | 128 | 128 | 128 | 128 | 128 | 128 | 128
| MOSSY BRANCH | 0 | 0 | 65 | 65 | 65 | 65 | 65 | 65 | 65 | 65 | 65 | 65 | 65 | 65 | 65 | 65 | 65 | 65 | 65 | 65
2025 IRP Requests Projected Timing & Capacities - Extensions are Above |  | 0 | 52 | 61.3 | 70.6 | 285.1 | 393.857 | 517.121 | 574.968 | 584.268 | 593.568 | 593.568 | 593.568 | 593.568 | 593.568 | 406.84 | 406.84 | 406.84 | 406.84 | 406.84 | 406.84
| SCHERER 3 WHOLESALE-TO-RETAIL | 0 | 52 | 52 | 52 | 52 | 107.337 | 162.181 | 186.728 | 186.728 | 186.728 | 186.728 | 186.728 | 186.728 | 186.728 | 0 | 0 | 0 | 0 | 0 | 0
| MCINTOSH 1A UPRATE | 0 | 0 | 0 | 0 | 0 | 9.3 | 9.3 | 9.3 | 9.3 | 9.3 | 9.3 | 9.3 | 9.3 | 9.3 | 9.3 | 9.3 | 9.3 | 9.3 | 9.3 | 9.3
| MCINTOSH 2A UPRATE | 0 | 0 | 0 | 0 | 9.3 | 9.3 | 9.3 | 9.3 | 9.3 | 9.3 | 9.3 | 9.3 | 9.3 | 9.3 | 9.3 | 9.3 | 9.3 | 9.3 | 9.3 | 9.3
| MCINTOSH 3A UPRATE | 0 | 0 | 0 | 0 | 0 | 0 | 0 | 9.3 | 9.3 | 9.3 | 9.3 | 9.3 | 9.3 | 9.3 | 9.3 | 9.3 | 9.3 | 9.3 | 9.3 | 9.3
| MCINTOSH 4A UPRATE | 0 | 0 | 0 | 0 | 0 | 0 | 0 | 0 | 0 | 9.3 | 9.3 | 9.3 | 9.3 | 9.3 | 9.3 | 9.3 | 9.3 | 9.3 | 9.3 | 9.3
| MCINTOSH 5A UPRATE | 0 | 0 | 0 | 0 | 0 | 0 | 0 | 0 | 9.3 | 9.3 | 9.3 | 9.3 | 9.3 | 9.3 | 9.3 | 9.3 | 9.3 | 9.3 | 9.3 | 9.3
| MCINTOSH 6A UPRATE | 0 | 0 | 9.3 | 9.3 | 9.3 | 9.3 | 9.3 | 9.3 | 9.3 | 9.3 | 9.3 | 9.3 | 9.3 | 9.3 | 9.3 | 9.3 | 9.3 | 9.3 | 9.3 | 9.3
| MCINTOSH 7A UPRATE | 0 | 0 | 0 | 9.3 | 9.3 | 9.3 | 9.3 | 9.3 | 9.3 | 9.3 | 9.3 | 9.3 | 9.3 | 9.3 | 9.3 | 9.3 | 9.3 | 9.3 | 9.3 | 9.3
| MCINTOSH 8A UPRATE | 0 | 0 | 0 | 0 | 0 | 0 | 9.3 | 9.3 | 9.3 | 9.3 | 9.3 | 9.3 | 9.3 | 9.3 | 9.3 | 9.3 | 9.3 | 9.3 | 9.3 | 9.3
| MCINTOSH 10 UPRATE | 0 | 0 | 0 | 0 | 97.1 | 97.1 | 97.1 | 97.1 | 97.1 | 97.1 | 97.1 | 97.1 | 97.1 | 97.1 | 97.1 | 97.1 | 97.1 | 97.1 | 97.1 | 97.1
| MCINTOSH 11 UPRATE | 0 | 0 | 0 | 0 | 97.1 | 97.1 | 97.1 | 97.1 | 97.1 | 97.1 | 97.1 | 97.1 | 97.1 | 97.1 | 97.1 | 97.1 | 97.1 | 97.1 | 97.1 | 97.1
| HATCH 1 UPRATE | 0 | 0 | 0 | 0 | 0 | 0 | 30 | 30 | 30 | 30 | 30 | 30 | 30 | 30 | 30 | 30 | 30 | 30 | 30 | 30
| HATCH 2 UPRATE | 0 | 0 | 0 | 0 | 0 | 28 | 28 | 28 | 28 | 28 | 28 | 28 | 28 | 28 | 28 | 28 | 28 | 28 | 28 | 28
| VOGTLE 1 UPRATE | 0 | 0 | 0 | 0 | 0 | 7 | 27 | 27 | 27 | 27 | 27 | 27 | 27 | 27 | 27 | 27 | 27 | 27 | 27 | 27
| VOGTLE 2 UPRATE | 0 | 0 | 0 | 0 | 7 | 7 | 7 | 27 | 27 | 27 | 27 | 27 | 27 | 27 | 27 | 27 | 27 | 27 | 27 | 27
| GOAT ROCK 3 HY INCREMENTAL | 0 | 0 | 0 | 0 | 4 | 4 | 4 | 4 | 4 | 4 | 4 | 4 | 4 | 4 | 4 | 4 | 4 | 4 | 4 | 4
| GOAT ROCK 4 HY INCREMENTAL | 0 | 0 | 0 | 0 | 0 | 9.12 | 9.12 | 9.12 | 9.12 | 9.12 | 9.12 | 9.12 | 9.12 | 9.12 | 9.12 | 9.12 | 9.12 | 9.12 | 9.12 | 9.12
| GOAT ROCK 5 HY INCREMENTAL | 0 | 0 | 0 | 0 | 0 | 0 | 9.12 | 9.12 | 9.12 | 9.12 | 9.12 | 9.12 | 9.12 | 9.12 | 9.12 | 9.12 | 9.12 | 9.12 | 9.12 | 9.12
| GOAT ROCK 6 HY INCREMENTAL | 0 | 0 | 0 | 0 | 0 | 0 | 0 | 4 | 4 | 4 | 4 | 4 | 4 | 4 | 4 | 4 | 4 | 4 | 4 | 4
2025 IRP Generics |  | 0 | 0 | 0 | 2870 | 7340 | 9200 | 12950 | 14480 | 16580 | 18050 | 20930 | 22880 | 24830 | 26930 | 31910 | 35030 | 36380 | 38210 | 39590 | 41570
| CT w/ SCR | 0 | 0 | 0 | 0 | 900 | 1500 | 2400 | 2700 | 3330 | 3330 | 4230 | 4230 | 4230 | 4440 | 5340 | 5940 | 6270 | 6660 | 6810 | 7050
| CC | 0 | 0 | 0 | 0 | 0 | 1260 | 3060 | 3300 | 3720 | 4140 | 4140 | 4350 | 4980 | 5190 | 6690 | 7890 | 7890 | 8310 | 8520 | 8940
| CC w/CCS - local | 0 | 0 | 0 | 0 | 0 | 0 | 0 | 0 | 0 | 0 | 0 | 0 | 270 | 810 | 1470 | 1470 | 1470 | 1470 | 1470 | 1470
| Solar | 0 | 0 | 0 | 1370 | 2750 | 2750 | 3350 | 4340 | 5330 | 6320 | 7310 | 8330 | 9350 | 10370 | 11390 | 12410 | 13430 | 14450 | 15470 | 16490
| Wind | 0 | 0 | 0 | 0 | 0 | 0 | 0 | 0 | 60 | 120 | 420 | 510 | 540 | 660 | 960 | 1260 | 1260 | 1260 | 1260 | 1560
| Battery 4 hr (T1) | 0 | 0 | 0 | 1500 | 1890 | 1890 | 1890 | 1890 | 1890 | 1890 | 1890 | 1890 | 1890 | 1890 | 1890 | 1890 | 1890 | 1890 | 1890 | 1890
| Battery 4 hr (T2) | 0 | 0 | 0 | 0 | 1800 | 1800 | 2250 | 2250 | 2250 | 2250 | 2460 | 2460 | 2460 | 2460 | 2460 | 2460 | 2460 | 2460 | 2460 | 2460
| Battery 4 hr (T3) | 0 | 0 | 0 | 0 | 0 | 0 | 0 | 0 | 0 | 0 | 480 | 1110 | 1110 | 1110 | 1110 | 1110 | 1110 | 1110 | 1110 | 1110
| Nuclear | 0 | 0 | 0 | 0 | 0 | 0 | 0 | 0 | 0 | 0 | 0 | 0 | 0 | 0 | 600 | 600 | 600 | 600 | 600 | 600

## B2025 Summer 111-MG0
Table 4.6.1b - Georgia Power Territorial Base Case Load vs. Existing Capability 111-MG0 (Summer) with 2025 IRP Requests (Nameplate)
| Year | 2025 | 2026 | 2027 | 2028 | 2029 | 2030 | 2031 | 2032 | 2033 | 2034 | 2035 | 2036 | 2037 | 2038 | 2039 | 2040 | 2041 | 2042 | 2043 | 2044
| Peak Demand (MW), (A) | 17802.1122 | 18770.3022 | 20551.6604 | 22730.0321 | 24621.456 | 25840.7159 | 26553.7628 | 26894.9792 | 27267.6039 | 27550.038 | 27789.827 | 27938.7182 | 28205.5629 | 28411.8354 | 28675.1422 | 28839.0773 | 29218.8566 | 29618.9757 | 30030.3379 | 30513.9138
| Owned Generating Capacity (MW) | 14000.4093 | 14840.2393 | 16291.1493 | 17014.1493 | 17014.4473 | 17038.0473 | 16958.4973 | 16958.4973 | 16958.4973 | 16958.4973 | 16490.8213 | 16490.8213 | 16488.8213 | 16488.8213 | 11996.0973 | 11996.0973 | 11996.0973 | 11996.0973 | 11996.0973 | 11996.0973
| Purchased Generating Capacity (MW), (B) | 8807.357 | 9056.357 | 9055.807 | 8979.949 | 8514.949 | 9498.502 | 9973.502 | 9973.502 | 9917.103 | 9890.773 | 8128.623 | 7797.134 | 7614.107 | 7389.662 | 7389.182 | 7080.182 | 7000.142 | 6982.525 | 6972.955 | 6968.605
| Dispatchable DSOs (MW), (C) | 838.218 | 844.454 | 848.6134 | 847.8258 | 850.9883 | 854.6072 | 859.9032 | 862.9049 | 867.0712 | 871.2875 | 874.2875 | 878.3173 | 884.3891 | 890.3151 | 896.4146 | 909.7868 | 919.7434 | 930.3213 | 941.0132 | 951.2893
| 2025 IRP Requests, Excluding Extensions, (D) | 0 | 52 | 65.5 | 86 | 206.5 | 314.457 | 456.468 | 473.968 | 487.468 | 500.968 | 500.968 | 500.968 | 500.968 | 500.968 | 314.24 | 314.24 | 314.24 | 314.24 | 314.24 | 314.24
| Total Capacity (MW) | 23645.9843 | 24793.0503 | 26261.0697 | 26927.924 | 26586.8846 | 27705.6135 | 28248.3704 | 28268.8721 | 28230.1394 | 28221.5258 | 25994.6998 | 25667.2406 | 25488.2854 | 25269.7664 | 20595.9338 | 20300.3061 | 20230.2227 | 20223.1836 | 20224.3054 | 20230.2316
| Capacity Required to Meet GPC Target (MW), (E) | -2537.0051 | -2536.0331 | -1891.7945 | 140.2029 | 2733.6502 | 3066.8806 | 3373.2577 | 3759.0946 | 4241.5685 | 4586.5197 | 7098.899 | 7603.6658 | 8100.3939 | 8564.553 | 13551.9453 | 14042.7957 | 14565.1404 | 15048.6625 | 15537.4126 | 16107.3542
| GPC Reserve Margin (%), (F) | 32.83% | 32.09% | 27.78% | 18.47% | 7.983% | 7.217% | 6.382% | 5.108% | 3.53% | 2.437% | -6.46% | -8.13% | -9.634% | -11.06% | -28.17% | -29.61% | -30.76% | -31.72% | -32.65% | -33.7%
|  | Notes | (A) Territorial Load requirements less non-dispatchable DSOs
(B) Includes territorial and imported power purchases. Capacity does not include the Winter 2027/2028 BESS Request for Proposals (RFP) approved in the 2023 Integrated Resource Plan (IRP) Update to show total procurement needs.
(C) Values stated in program terms
(D) Excludes requests to extend Plant Scherer Unit 3 and Plant Gaston Units 1-4 and A beyond 12/31/2028. These extensions are already included in Owned Generating Capacity.
(E) Does not consider planning reserve sharing. Reflects GPC's Target Reserve Margin, resulting from a System Target Reserve Margin of 19.5% (2025-2027) and 20% (2028 and beyond).
(F) Nameplate capacity is not appropriate for resource adequacy planning and results in overstated reserve margins because it does not account for the effective load carrying capability or planning capacity of each resource.
Existing Capability
|  | 2025 | 2026 | 2027 | 2028 | 2029 | 2030 | 2031 | 2032 | 2033 | 2034 | 2035 | 2036 | 2037 | 2038 | 2039 | 2040 | 2041 | 2042 | 2043 | 2044
Owned Generating Capacity (MW) |  | 14000.4093 | 14840.2393 | 16291.1493 | 17014.1493 | 17014.4473 | 17038.0473 | 16958.4973 | 16958.4973 | 16958.4973 | 16958.4973 | 16490.8213 | 16490.8213 | 16488.8213 | 16488.8213 | 11996.0973 | 11996.0973 | 11996.0973 | 11996.0973 | 11996.0973 | 11996.0973
Nuclear |  | 2980.3364 | 2980.3364 | 2980.3364 | 2980.3364 | 2980.3364 | 2980.3364 | 2980.3364 | 2980.3364 | 2980.3364 | 2980.3364 | 2980.3364 | 2980.3364 | 2980.3364 | 2980.3364 | 2980.3364 | 2980.3364 | 2980.3364 | 2980.3364 | 2980.3364 | 2980.3364
| HATCH 1 | 438.876 | 438.876 | 438.876 | 438.876 | 438.876 | 438.876 | 438.876 | 438.876 | 438.876 | 438.876 | 438.876 | 438.876 | 438.876 | 438.876 | 438.876 | 438.876 | 438.876 | 438.876 | 438.876 | 438.876
| HATCH 2 | 442.383 | 442.383 | 442.383 | 442.383 | 442.383 | 442.383 | 442.383 | 442.383 | 442.383 | 442.383 | 442.383 | 442.383 | 442.383 | 442.383 | 442.383 | 442.383 | 442.383 | 442.383 | 442.383 | 442.383
| VOGTLE 1 | 538.6013 | 538.6013 | 538.6013 | 538.6013 | 538.6013 | 538.6013 | 538.6013 | 538.6013 | 538.6013 | 538.6013 | 538.6013 | 538.6013 | 538.6013 | 538.6013 | 538.6013 | 538.6013 | 538.6013 | 538.6013 | 538.6013 | 538.6013
| VOGTLE 2 | 539.538 | 539.538 | 539.538 | 539.538 | 539.538 | 539.538 | 539.538 | 539.538 | 539.538 | 539.538 | 539.538 | 539.538 | 539.538 | 539.538 | 539.538 | 539.538 | 539.538 | 539.538 | 539.538 | 539.538
| VOGTLE 3 | 510.469 | 510.469 | 510.469 | 510.469 | 510.469 | 510.469 | 510.469 | 510.469 | 510.469 | 510.469 | 510.469 | 510.469 | 510.469 | 510.469 | 510.469 | 510.469 | 510.469 | 510.469 | 510.469 | 510.469
| VOGTLE 4 | 510.469 | 510.469 | 510.469 | 510.469 | 510.469 | 510.469 | 510.469 | 510.469 | 510.469 | 510.469 | 510.469 | 510.469 | 510.469 | 510.469 | 510.469 | 510.469 | 510.469 | 510.469 | 510.469 | 510.469
Coal |  | 3923.843 | 3923.843 | 3923.843 | 3923.843 | 3923.843 | 3923.843 | 3844.293 | 3844.293 | 3844.293 | 3844.293 | 3844.293 | 3844.293 | 3844.293 | 3844.293 | 0 | 0 | 0 | 0 | 0 | 0
| BOWEN 1 | 714 | 714 | 714 | 714 | 714 | 714 | 714 | 714 | 714 | 714 | 714 | 714 | 714 | 714 | 0 | 0 | 0 | 0 | 0 | 0
| BOWEN 2 | 705 | 705 | 705 | 705 | 705 | 705 | 705 | 705 | 705 | 705 | 705 | 705 | 705 | 705 | 0 | 0 | 0 | 0 | 0 | 0
| BOWEN 3 | 910 | 910 | 910 | 910 | 910 | 910 | 910 | 910 | 910 | 910 | 910 | 910 | 910 | 910 | 0 | 0 | 0 | 0 | 0 | 0
| BOWEN 4 | 910 | 910 | 910 | 910 | 910 | 910 | 910 | 910 | 910 | 910 | 910 | 910 | 910 | 910 | 0 | 0 | 0 | 0 | 0 | 0
| SCHERER 1 | 75.18 | 75.18 | 75.18 | 75.18 | 75.18 | 75.18 | 75.18 | 75.18 | 75.18 | 75.18 | 75.18 | 75.18 | 75.18 | 75.18 | 0 | 0 | 0 | 0 | 0 | 0
| SCHERER 2 | 72.24 | 72.24 | 72.24 | 72.24 | 72.24 | 72.24 | 72.24 | 72.24 | 72.24 | 72.24 | 72.24 | 72.24 | 72.24 | 72.24 | 0 | 0 | 0 | 0 | 0 | 0
| SCHERER 3 | 537.423 | 537.423 | 537.423 | 537.423 | 537.423 | 537.423 | 457.873 | 457.873 | 457.873 | 457.873 | 457.873 | 457.873 | 457.873 | 457.873 | 0 | 0 | 0 | 0 | 0 | 0
| WANSLEY 1 | 0 | 0 | 0 | 0 | 0 | 0 | 0 | 0 | 0 | 0 | 0 | 0 | 0 | 0 | 0 | 0 | 0 | 0 | 0 | 0
| WANSLEY 2 | 0 | 0 | 0 | 0 | 0 | 0 | 0 | 0 | 0 | 0 | 0 | 0 | 0 | 0 | 0 | 0 | 0 | 0 | 0 | 0
Combined Cycle |  | 3885.2 | 3885.2 | 3885.2 | 3885.2 | 3885.2 | 3885.2 | 3885.2 | 3885.2 | 3885.2 | 3885.2 | 3885.2 | 3885.2 | 3885.2 | 3885.2 | 3885.2 | 3885.2 | 3885.2 | 3885.2 | 3885.2 | 3885.2
| MCDONOUGH 4 | 855 | 855 | 855 | 855 | 855 | 855 | 855 | 855 | 855 | 855 | 855 | 855 | 855 | 855 | 855 | 855 | 855 | 855 | 855 | 855
| MCDONOUGH 5 | 850 | 850 | 850 | 850 | 850 | 850 | 850 | 850 | 850 | 850 | 850 | 850 | 850 | 850 | 850 | 850 | 850 | 850 | 850 | 850
| MCDONOUGH 6 | 840 | 840 | 840 | 840 | 840 | 840 | 840 | 840 | 840 | 840 | 840 | 840 | 840 | 840 | 840 | 840 | 840 | 840 | 840 | 840
| MCINTOSH 10 | 670.1 | 670.1 | 670.1 | 670.1 | 670.1 | 670.1 | 670.1 | 670.1 | 670.1 | 670.1 | 670.1 | 670.1 | 670.1 | 670.1 | 670.1 | 670.1 | 670.1 | 670.1 | 670.1 | 670.1
| MCINTOSH 11 | 670.1 | 670.1 | 670.1 | 670.1 | 670.1 | 670.1 | 670.1 | 670.1 | 670.1 | 670.1 | 670.1 | 670.1 | 670.1 | 670.1 | 670.1 | 670.1 | 670.1 | 670.1 | 670.1 | 670.1
Oil/Gas Steam |  | 1108.107 | 1108.107 | 1108.107 | 1108.107 | 1108.107 | 1108.107 | 1108.107 | 1108.107 | 1108.107 | 1108.107 | 648.431 | 648.431 | 648.431 | 648.431 | 0 | 0 | 0 | 0 | 0 | 0
| GASTON 1 GAS | 127 | 127 | 127 | 127 | 127 | 127 | 127 | 127 | 127 | 127 | 0 | 0 | 0 | 0 | 0 | 0 | 0 | 0 | 0 | 0
| GASTON 2 GAS | 128 | 128 | 128 | 128 | 128 | 128 | 128 | 128 | 128 | 128 | 0 | 0 | 0 | 0 | 0 | 0 | 0 | 0 | 0 | 0
| GASTON 3 GAS | 102.027 | 102.027 | 102.027 | 102.027 | 102.027 | 102.027 | 102.027 | 102.027 | 102.027 | 102.027 | 0 | 0 | 0 | 0 | 0 | 0 | 0 | 0 | 0 | 0
| GASTON 4 GAS | 102.649 | 102.649 | 102.649 | 102.649 | 102.649 | 102.649 | 102.649 | 102.649 | 102.649 | 102.649 | 0 | 0 | 0 | 0 | 0 | 0 | 0 | 0 | 0 | 0
| YATES 6 GAS | 322.749 | 322.749 | 322.749 | 322.749 | 322.749 | 322.749 | 322.749 | 322.749 | 322.749 | 322.749 | 322.749 | 322.749 | 322.749 | 322.749 | 0 | 0 | 0 | 0 | 0 | 0
| YATES 7 GAS | 325.682 | 325.682 | 325.682 | 325.682 | 325.682 | 325.682 | 325.682 | 325.682 | 325.682 | 325.682 | 325.682 | 325.682 | 325.682 | 325.682 | 0 | 0 | 0 | 0 | 0 | 0
Combustion Turbine |  | 1491.377 | 1491.377 | 2091.377 | 2814.377 | 2814.675 | 2814.675 | 2814.675 | 2814.675 | 2814.675 | 2814.675 | 2806.675 | 2806.675 | 2806.675 | 2806.675 | 2806.675 | 2806.675 | 2806.675 | 2806.675 | 2806.675 | 2806.675
| GASTON A | 7.702 | 7.702 | 7.702 | 7.702 | 8 | 8 | 8 | 8 | 8 | 8 | 0 | 0 | 0 | 0 | 0 | 0 | 0 | 0 | 0 | 0
| MCDONOUGH 3A | 0 | 0 | 0 | 0 | 0 | 0 | 0 | 0 | 0 | 0 | 0 | 0 | 0 | 0 | 0 | 0 | 0 | 0 | 0 | 0
| MCDONOUGH 3B | 0 | 0 | 0 | 0 | 0 | 0 | 0 | 0 | 0 | 0 | 0 | 0 | 0 | 0 | 0 | 0 | 0 | 0 | 0 | 0
| MCINTOSH 1A | 82.2 | 82.2 | 82.2 | 82.2 | 82.2 | 82.2 | 82.2 | 82.2 | 82.2 | 82.2 | 82.2 | 82.2 | 82.2 | 82.2 | 82.2 | 82.2 | 82.2 | 82.2 | 82.2 | 82.2
| MCINTOSH 2A | 82.2 | 82.2 | 82.2 | 82.2 | 82.2 | 82.2 | 82.2 | 82.2 | 82.2 | 82.2 | 82.2 | 82.2 | 82.2 | 82.2 | 82.2 | 82.2 | 82.2 | 82.2 | 82.2 | 82.2
| MCINTOSH 3A | 82.2 | 82.2 | 82.2 | 82.2 | 82.2 | 82.2 | 82.2 | 82.2 | 82.2 | 82.2 | 82.2 | 82.2 | 82.2 | 82.2 | 82.2 | 82.2 | 82.2 | 82.2 | 82.2 | 82.2
| MCINTOSH 4A | 82.2 | 82.2 | 82.2 | 82.2 | 82.2 | 82.2 | 82.2 | 82.2 | 82.2 | 82.2 | 82.2 | 82.2 | 82.2 | 82.2 | 82.2 | 82.2 | 82.2 | 82.2 | 82.2 | 82.2
| MCINTOSH 5A | 82.2 | 82.2 | 82.2 | 82.2 | 82.2 | 82.2 | 82.2 | 82.2 | 82.2 | 82.2 | 82.2 | 82.2 | 82.2 | 82.2 | 82.2 | 82.2 | 82.2 | 82.2 | 82.2 | 82.2
| MCINTOSH 6A | 82.2 | 82.2 | 82.2 | 82.2 | 82.2 | 82.2 | 82.2 | 82.2 | 82.2 | 82.2 | 82.2 | 82.2 | 82.2 | 82.2 | 82.2 | 82.2 | 82.2 | 82.2 | 82.2 | 82.2
| MCINTOSH 7A | 82.2 | 82.2 | 82.2 | 82.2 | 82.2 | 82.2 | 82.2 | 82.2 | 82.2 | 82.2 | 82.2 | 82.2 | 82.2 | 82.2 | 82.2 | 82.2 | 82.2 | 82.2 | 82.2 | 82.2
| MCINTOSH 8A | 82.2 | 82.2 | 82.2 | 82.2 | 82.2 | 82.2 | 82.2 | 82.2 | 82.2 | 82.2 | 82.2 | 82.2 | 82.2 | 82.2 | 82.2 | 82.2 | 82.2 | 82.2 | 82.2 | 82.2
| MCMANUS 3A | 44.428 | 44.428 | 44.428 | 44.428 | 44.428 | 44.428 | 44.428 | 44.428 | 44.428 | 44.428 | 44.428 | 44.428 | 44.428 | 44.428 | 44.428 | 44.428 | 44.428 | 44.428 | 44.428 | 44.428
| MCMANUS 3B | 44.428 | 44.428 | 44.428 | 44.428 | 44.428 | 44.428 | 44.428 | 44.428 | 44.428 | 44.428 | 44.428 | 44.428 | 44.428 | 44.428 | 44.428 | 44.428 | 44.428 | 44.428 | 44.428 | 44.428
| MCMANUS 3C | 44.428 | 44.428 | 44.428 | 44.428 | 44.428 | 44.428 | 44.428 | 44.428 | 44.428 | 44.428 | 44.428 | 44.428 | 44.428 | 44.428 | 44.428 | 44.428 | 44.428 | 44.428 | 44.428 | 44.428
| MCMANUS 4A | 44.391 | 44.391 | 44.391 | 44.391 | 44.391 | 44.391 | 44.391 | 44.391 | 44.391 | 44.391 | 44.391 | 44.391 | 44.391 | 44.391 | 44.391 | 44.391 | 44.391 | 44.391 | 44.391 | 44.391
| MCMANUS 4B | 44.391 | 44.391 | 44.391 | 44.391 | 44.391 | 44.391 | 44.391 | 44.391 | 44.391 | 44.391 | 44.391 | 44.391 | 44.391 | 44.391 | 44.391 | 44.391 | 44.391 | 44.391 | 44.391 | 44.391
| MCMANUS 4C | 44.391 | 44.391 | 44.391 | 44.391 | 44.391 | 44.391 | 44.391 | 44.391 | 44.391 | 44.391 | 44.391 | 44.391 | 44.391 | 44.391 | 44.391 | 44.391 | 44.391 | 44.391 | 44.391 | 44.391
| MCMANUS 4D | 44.391 | 44.391 | 44.391 | 44.391 | 44.391 | 44.391 | 44.391 | 44.391 | 44.391 | 44.391 | 44.391 | 44.391 | 44.391 | 44.391 | 44.391 | 44.391 | 44.391 | 44.391 | 44.391 | 44.391
| MCMANUS 4E | 44.391 | 44.391 | 44.391 | 44.391 | 44.391 | 44.391 | 44.391 | 44.391 | 44.391 | 44.391 | 44.391 | 44.391 | 44.391 | 44.391 | 44.391 | 44.391 | 44.391 | 44.391 | 44.391 | 44.391
| MCMANUS 4F | 44.391 | 44.391 | 44.391 | 44.391 | 44.391 | 44.391 | 44.391 | 44.391 | 44.391 | 44.391 | 44.391 | 44.391 | 44.391 | 44.391 | 44.391 | 44.391 | 44.391 | 44.391 | 44.391 | 44.391
| MCMANUS DIESEL | 0 | 0 | 0 | 0 | 0 | 0 | 0 | 0 | 0 | 0 | 0 | 0 | 0 | 0 | 0 | 0 | 0 | 0 | 0 | 0
| WANSLEY 5A | 0 | 0 | 0 | 0 | 0 | 0 | 0 | 0 | 0 | 0 | 0 | 0 | 0 | 0 | 0 | 0 | 0 | 0 | 0 | 0
| WARNER ROBINS 1 | 80 | 80 | 80 | 80 | 80 | 80 | 80 | 80 | 80 | 80 | 80 | 80 | 80 | 80 | 80 | 80 | 80 | 80 | 80 | 80
| WARNER ROBINS 2 | 80 | 80 | 80 | 80 | 80 | 80 | 80 | 80 | 80 | 80 | 80 | 80 | 80 | 80 | 80 | 80 | 80 | 80 | 80 | 80
| WILSON 1A | 54.533 | 54.533 | 54.533 | 54.533 | 54.533 | 54.533 | 54.533 | 54.533 | 54.533 | 54.533 | 54.533 | 54.533 | 54.533 | 54.533 | 54.533 | 54.533 | 54.533 | 54.533 | 54.533 | 54.533
| WILSON 1B | 53.996 | 53.996 | 53.996 | 53.996 | 53.996 | 53.996 | 53.996 | 53.996 | 53.996 | 53.996 | 53.996 | 53.996 | 53.996 | 53.996 | 53.996 | 53.996 | 53.996 | 53.996 | 53.996 | 53.996
| WILSON 1C | 38.247 | 38.247 | 38.247 | 38.247 | 38.247 | 38.247 | 38.247 | 38.247 | 38.247 | 38.247 | 38.247 | 38.247 | 38.247 | 38.247 | 38.247 | 38.247 | 38.247 | 38.247 | 38.247 | 38.247
| WILSON 1D | 24.533 | 24.533 | 24.533 | 24.533 | 24.533 | 24.533 | 24.533 | 24.533 | 24.533 | 24.533 | 24.533 | 24.533 | 24.533 | 24.533 | 24.533 | 24.533 | 24.533 | 24.533 | 24.533 | 24.533
| WILSON 1E | 52.068 | 52.068 | 52.068 | 52.068 | 52.068 | 52.068 | 52.068 | 52.068 | 52.068 | 52.068 | 52.068 | 52.068 | 52.068 | 52.068 | 52.068 | 52.068 | 52.068 | 52.068 | 52.068 | 52.068
| WILSON 1F | 43.068 | 43.068 | 43.068 | 43.068 | 43.068 | 43.068 | 43.068 | 43.068 | 43.068 | 43.068 | 43.068 | 43.068 | 43.068 | 43.068 | 43.068 | 43.068 | 43.068 | 43.068 | 43.068 | 43.068
| WILSON DIESEL | 0 | 0 | 0 | 0 | 0 | 0 | 0 | 0 | 0 | 0 | 0 | 0 | 0 | 0 | 0 | 0 | 0 | 0 | 0 | 0
| YATES 10 | 0 | 0 | 0 | 441 | 441 | 441 | 441 | 441 | 441 | 441 | 441 | 441 | 441 | 441 | 441 | 441 | 441 | 441 | 441 | 441
| YATES 8 | 0 | 0 | 300 | 441 | 441 | 441 | 441 | 441 | 441 | 441 | 441 | 441 | 441 | 441 | 441 | 441 | 441 | 441 | 441 | 441
| YATES 9 | 0 | 0 | 300 | 441 | 441 | 441 | 441 | 441 | 441 | 441 | 441 | 441 | 441 | 441 | 441 | 441 | 441 | 441 | 441 | 441
Pump Storage |  | 403.2219 | 403.2219 | 403.2219 | 403.2219 | 403.2219 | 403.2219 | 403.2219 | 403.2219 | 403.2219 | 403.2219 | 403.2219 | 403.2219 | 403.2219 | 403.2219 | 403.2219 | 403.2219 | 403.2219 | 403.2219 | 403.2219 | 403.2219
| ROCKY MTN 1 PS | 63.3806 | 63.3806 | 63.3806 | 63.3806 | 63.3806 | 63.3806 | 63.3806 | 63.3806 | 63.3806 | 63.3806 | 63.3806 | 63.3806 | 63.3806 | 63.3806 | 63.3806 | 63.3806 | 63.3806 | 63.3806 | 63.3806 | 63.3806
| ROCKY MTN 2 PS | 63.3806 | 63.3806 | 63.3806 | 63.3806 | 63.3806 | 63.3806 | 63.3806 | 63.3806 | 63.3806 | 63.3806 | 63.3806 | 63.3806 | 63.3806 | 63.3806 | 63.3806 | 63.3806 | 63.3806 | 63.3806 | 63.3806 | 63.3806
| ROCKY MTN 3 PS | 63.3806 | 63.3806 | 63.3806 | 63.3806 | 63.3806 | 63.3806 | 63.3806 | 63.3806 | 63.3806 | 63.3806 | 63.3806 | 63.3806 | 63.3806 | 63.3806 | 63.3806 | 63.3806 | 63.3806 | 63.3806 | 63.3806 | 63.3806
| WALLACE DAM 1 PS | 53.27 | 53.27 | 53.27 | 53.27 | 53.27 | 53.27 | 53.27 | 53.27 | 53.27 | 53.27 | 53.27 | 53.27 | 53.27 | 53.27 | 53.27 | 53.27 | 53.27 | 53.27 | 53.27 | 53.27
| WALLACE DAM 2 PS | 53.27 | 53.27 | 53.27 | 53.27 | 53.27 | 53.27 | 53.27 | 53.27 | 53.27 | 53.27 | 53.27 | 53.27 | 53.27 | 53.27 | 53.27 | 53.27 | 53.27 | 53.27 | 53.27 | 53.27
| WALLACE DAM 5 PS | 53.27 | 53.27 | 53.27 | 53.27 | 53.27 | 53.27 | 53.27 | 53.27 | 53.27 | 53.27 | 53.27 | 53.27 | 53.27 | 53.27 | 53.27 | 53.27 | 53.27 | 53.27 | 53.27 | 53.27
| WALLACE DAM 6 PS | 53.27 | 53.27 | 53.27 | 53.27 | 53.27 | 53.27 | 53.27 | 53.27 | 53.27 | 53.27 | 53.27 | 53.27 | 53.27 | 53.27 | 53.27 | 53.27 | 53.27 | 53.27 | 53.27 | 53.27
Hydro |  | 687.57 | 687.57 | 693.48 | 693.48 | 693.48 | 693.48 | 693.48 | 693.48 | 693.48 | 693.48 | 693.48 | 693.48 | 693.48 | 693.48 | 693.48 | 693.48 | 693.48 | 693.48 | 693.48 | 693.48
| BARTLETT'S FERRY 1 HY | 16.41 | 16.41 | 16.41 | 16.41 | 16.41 | 16.41 | 16.41 | 16.41 | 16.41 | 16.41 | 16.41 | 16.41 | 16.41 | 16.41 | 16.41 | 16.41 | 16.41 | 16.41 | 16.41 | 16.41
| BARTLETT'S FERRY 2 HY | 16.41 | 16.41 | 16.41 | 16.41 | 16.41 | 16.41 | 16.41 | 16.41 | 16.41 | 16.41 | 16.41 | 16.41 | 16.41 | 16.41 | 16.41 | 16.41 | 16.41 | 16.41 | 16.41 | 16.41
| BARTLETT'S FERRY 3 HY | 16.41 | 16.41 | 16.41 | 16.41 | 16.41 | 16.41 | 16.41 | 16.41 | 16.41 | 16.41 | 16.41 | 16.41 | 16.41 | 16.41 | 16.41 | 16.41 | 16.41 | 16.41 | 16.41 | 16.41
| BARTLETT'S FERRY 4 HY | 21.88 | 21.88 | 21.88 | 21.88 | 21.88 | 21.88 | 21.88 | 21.88 | 21.88 | 21.88 | 21.88 | 21.88 | 21.88 | 21.88 | 21.88 | 21.88 | 21.88 | 21.88 | 21.88 | 21.88
| BARTLETT'S FERRY 5 HY | 59.09 | 59.09 | 59.09 | 59.09 | 59.09 | 59.09 | 59.09 | 59.09 | 59.09 | 59.09 | 59.09 | 59.09 | 59.09 | 59.09 | 59.09 | 59.09 | 59.09 | 59.09 | 59.09 | 59.09
| BARTLETT'S FERRY 6 HY | 59.09 | 59.09 | 59.09 | 59.09 | 59.09 | 59.09 | 59.09 | 59.09 | 59.09 | 59.09 | 59.09 | 59.09 | 59.09 | 59.09 | 59.09 | 59.09 | 59.09 | 59.09 | 59.09 | 59.09
| BURTON 1 HY | 4.75 | 4.75 | 4.75 | 4.75 | 4.75 | 4.75 | 4.75 | 4.75 | 4.75 | 4.75 | 4.75 | 4.75 | 4.75 | 4.75 | 4.75 | 4.75 | 4.75 | 4.75 | 4.75 | 4.75
| BURTON 2 HY | 4.75 | 4.75 | 4.75 | 4.75 | 4.75 | 4.75 | 4.75 | 4.75 | 4.75 | 4.75 | 4.75 | 4.75 | 4.75 | 4.75 | 4.75 | 4.75 | 4.75 | 4.75 | 4.75 | 4.75
| ESTATOAH 1 HY | 0 | 0 | 0 | 0 | 0 | 0 | 0 | 0 | 0 | 0 | 0 | 0 | 0 | 0 | 0 | 0 | 0 | 0 | 0 | 0
| FLINT RIVER 1 HY | 2.13 | 2.13 | 2.13 | 2.13 | 2.13 | 2.13 | 2.13 | 2.13 | 2.13 | 2.13 | 2.13 | 2.13 | 2.13 | 2.13 | 2.13 | 2.13 | 2.13 | 2.13 | 2.13 | 2.13
| FLINT RIVER 2 HY | 2.13 | 2.13 | 2.13 | 2.13 | 2.13 | 2.13 | 2.13 | 2.13 | 2.13 | 2.13 | 2.13 | 2.13 | 2.13 | 2.13 | 2.13 | 2.13 | 2.13 | 2.13 | 2.13 | 2.13
| FLINT RIVER 3 HY | 2.13 | 2.13 | 2.13 | 2.13 | 2.13 | 2.13 | 2.13 | 2.13 | 2.13 | 2.13 | 2.13 | 2.13 | 2.13 | 2.13 | 2.13 | 2.13 | 2.13 | 2.13 | 2.13 | 2.13
| GOAT ROCK 3 HY | 5.01 | 5.01 | 5.01 | 5.01 | 5.01 | 5.01 | 5.01 | 5.01 | 5.01 | 5.01 | 5.01 | 5.01 | 5.01 | 5.01 | 5.01 | 5.01 | 5.01 | 5.01 | 5.01 | 5.01
| GOAT ROCK 4 HY | 0 | 0 | 0 | 0 | 0 | 0 | 0 | 0 | 0 | 0 | 0 | 0 | 0 | 0 | 0 | 0 | 0 | 0 | 0 | 0
| GOAT ROCK 5 HY | 0 | 0 | 0 | 0 | 0 | 0 | 0 | 0 | 0 | 0 | 0 | 0 | 0 | 0 | 0 | 0 | 0 | 0 | 0 | 0
| GOAT ROCK 6 HY | 5.01 | 5.01 | 5.01 | 5.01 | 5.01 | 5.01 | 5.01 | 5.01 | 5.01 | 5.01 | 5.01 | 5.01 | 5.01 | 5.01 | 5.01 | 5.01 | 5.01 | 5.01 | 5.01 | 5.01
| GOAT ROCK 7 HY | 9.32 | 9.32 | 9.32 | 9.32 | 9.32 | 9.32 | 9.32 | 9.32 | 9.32 | 9.32 | 9.32 | 9.32 | 9.32 | 9.32 | 9.32 | 9.32 | 9.32 | 9.32 | 9.32 | 9.32
| GOAT ROCK 8 HY | 9.32 | 9.32 | 9.32 | 9.32 | 9.32 | 9.32 | 9.32 | 9.32 | 9.32 | 9.32 | 9.32 | 9.32 | 9.32 | 9.32 | 9.32 | 9.32 | 9.32 | 9.32 | 9.32 | 9.32
| LANGDALE 5 HY | 0 | 0 | 0 | 0 | 0 | 0 | 0 | 0 | 0 | 0 | 0 | 0 | 0 | 0 | 0 | 0 | 0 | 0 | 0 | 0
| LANGDALE 6 HY | 0 | 0 | 0 | 0 | 0 | 0 | 0 | 0 | 0 | 0 | 0 | 0 | 0 | 0 | 0 | 0 | 0 | 0 | 0 | 0
| LLOYD SHOALS 1 HY | 3.75 | 3.75 | 3.75 | 3.75 | 3.75 | 3.75 | 3.75 | 3.75 | 3.75 | 3.75 | 3.75 | 3.75 | 3.75 | 3.75 | 3.75 | 3.75 | 3.75 | 3.75 | 3.75 | 3.75
| LLOYD SHOALS 2 HY | 3.75 | 3.75 | 3.75 | 3.75 | 3.75 | 3.75 | 3.75 | 3.75 | 3.75 | 3.75 | 3.75 | 3.75 | 3.75 | 3.75 | 3.75 | 3.75 | 3.75 | 3.75 | 3.75 | 3.75
| LLOYD SHOALS 3 HY | 3.75 | 3.75 | 3.75 | 3.75 | 3.75 | 3.75 | 3.75 | 3.75 | 3.75 | 3.75 | 3.75 | 3.75 | 3.75 | 3.75 | 3.75 | 3.75 | 3.75 | 3.75 | 3.75 | 3.75
| LLOYD SHOALS 4 HY | 3.75 | 3.75 | 3.75 | 3.75 | 3.75 | 3.75 | 3.75 | 3.75 | 3.75 | 3.75 | 3.75 | 3.75 | 3.75 | 3.75 | 3.75 | 3.75 | 3.75 | 3.75 | 3.75 | 3.75
| LLOYD SHOALS 5 HY | 3.75 | 3.75 | 3.75 | 3.75 | 3.75 | 3.75 | 3.75 | 3.75 | 3.75 | 3.75 | 3.75 | 3.75 | 3.75 | 3.75 | 3.75 | 3.75 | 3.75 | 3.75 | 3.75 | 3.75
| LLOYD SHOALS 6 HY | 3.75 | 3.75 | 3.75 | 3.75 | 3.75 | 3.75 | 3.75 | 3.75 | 3.75 | 3.75 | 3.75 | 3.75 | 3.75 | 3.75 | 3.75 | 3.75 | 3.75 | 3.75 | 3.75 | 3.75
| MORGAN FALLS 1 HY | 1.54 | 1.54 | 1.54 | 1.54 | 1.54 | 1.54 | 1.54 | 1.54 | 1.54 | 1.54 | 1.54 | 1.54 | 1.54 | 1.54 | 1.54 | 1.54 | 1.54 | 1.54 | 1.54 | 1.54
| MORGAN FALLS 2 HY | 1.54 | 1.54 | 1.54 | 1.54 | 1.54 | 1.54 | 1.54 | 1.54 | 1.54 | 1.54 | 1.54 | 1.54 | 1.54 | 1.54 | 1.54 | 1.54 | 1.54 | 1.54 | 1.54 | 1.54
| MORGAN FALLS 3 HY | 0 | 0 | 0 | 0 | 0 | 0 | 0 | 0 | 0 | 0 | 0 | 0 | 0 | 0 | 0 | 0 | 0 | 0 | 0 | 0
| MORGAN FALLS 4 HY | 0 | 0 | 0 | 0 | 0 | 0 | 0 | 0 | 0 | 0 | 0 | 0 | 0 | 0 | 0 | 0 | 0 | 0 | 0 | 0
| MORGAN FALLS 5 HY | 1.54 | 1.54 | 1.54 | 1.54 | 1.54 | 1.54 | 1.54 | 1.54 | 1.54 | 1.54 | 1.54 | 1.54 | 1.54 | 1.54 | 1.54 | 1.54 | 1.54 | 1.54 | 1.54 | 1.54
| MORGAN FALLS 6 HY | 1.54 | 1.54 | 1.54 | 1.54 | 1.54 | 1.54 | 1.54 | 1.54 | 1.54 | 1.54 | 1.54 | 1.54 | 1.54 | 1.54 | 1.54 | 1.54 | 1.54 | 1.54 | 1.54 | 1.54
| MORGAN FALLS 7 HY | 1.54 | 1.54 | 1.54 | 1.54 | 1.54 | 1.54 | 1.54 | 1.54 | 1.54 | 1.54 | 1.54 | 1.54 | 1.54 | 1.54 | 1.54 | 1.54 | 1.54 | 1.54 | 1.54 | 1.54
| NACOOCHEE 1 HY | 3 | 3 | 3 | 3 | 3 | 3 | 3 | 3 | 3 | 3 | 3 | 3 | 3 | 3 | 3 | 3 | 3 | 3 | 3 | 3
| NACOOCHEE 2 HY | 3 | 3 | 3 | 3 | 3 | 3 | 3 | 3 | 3 | 3 | 3 | 3 | 3 | 3 | 3 | 3 | 3 | 3 | 3 | 3
| NORTH HIGHLANDS 1 HY | 10.69 | 10.69 | 10.69 | 10.69 | 10.69 | 10.69 | 10.69 | 10.69 | 10.69 | 10.69 | 10.69 | 10.69 | 10.69 | 10.69 | 10.69 | 10.69 | 10.69 | 10.69 | 10.69 | 10.69
| NORTH HIGHLANDS 2 HY | 10.69 | 10.69 | 10.69 | 10.69 | 10.69 | 10.69 | 10.69 | 10.69 | 10.69 | 10.69 | 10.69 | 10.69 | 10.69 | 10.69 | 10.69 | 10.69 | 10.69 | 10.69 | 10.69 | 10.69
| NORTH HIGHLANDS 3 HY | 10.69 | 10.69 | 10.69 | 10.69 | 10.69 | 10.69 | 10.69 | 10.69 | 10.69 | 10.69 | 10.69 | 10.69 | 10.69 | 10.69 | 10.69 | 10.69 | 10.69 | 10.69 | 10.69 | 10.69
| NORTH HIGHLANDS 4 HY | 2.32 | 2.32 | 2.32 | 2.32 | 2.32 | 2.32 | 2.32 | 2.32 | 2.32 | 2.32 | 2.32 | 2.32 | 2.32 | 2.32 | 2.32 | 2.32 | 2.32 | 2.32 | 2.32 | 2.32
| OLIVER 1 HY | 17.73 | 17.73 | 17.73 | 17.73 | 17.73 | 17.73 | 17.73 | 17.73 | 17.73 | 17.73 | 17.73 | 17.73 | 17.73 | 17.73 | 17.73 | 17.73 | 17.73 | 17.73 | 17.73 | 17.73
| OLIVER 2 HY | 17.73 | 17.73 | 17.73 | 17.73 | 17.73 | 17.73 | 17.73 | 17.73 | 17.73 | 17.73 | 17.73 | 17.73 | 17.73 | 17.73 | 17.73 | 17.73 | 17.73 | 17.73 | 17.73 | 17.73
| OLIVER 3 HY | 17.73 | 17.73 | 17.73 | 17.73 | 17.73 | 17.73 | 17.73 | 17.73 | 17.73 | 17.73 | 17.73 | 17.73 | 17.73 | 17.73 | 17.73 | 17.73 | 17.73 | 17.73 | 17.73 | 17.73
| OLIVER 4 HY | 0 | 0 | 5.91 | 5.91 | 5.91 | 5.91 | 5.91 | 5.91 | 5.91 | 5.91 | 5.91 | 5.91 | 5.91 | 5.91 | 5.91 | 5.91 | 5.91 | 5.91 | 5.91 | 5.91
| RIVERVIEW 1 HY | 0 | 0 | 0 | 0 | 0 | 0 | 0 | 0 | 0 | 0 | 0 | 0 | 0 | 0 | 0 | 0 | 0 | 0 | 0 | 0
| RIVERVIEW 2 HY | 0 | 0 | 0 | 0 | 0 | 0 | 0 | 0 | 0 | 0 | 0 | 0 | 0 | 0 | 0 | 0 | 0 | 0 | 0 | 0
| SINCLAIR 1 HY | 21.9 | 21.9 | 21.9 | 21.9 | 21.9 | 21.9 | 21.9 | 21.9 | 21.9 | 21.9 | 21.9 | 21.9 | 21.9 | 21.9 | 21.9 | 21.9 | 21.9 | 21.9 | 21.9 | 21.9
| SINCLAIR 2 HY | 21.9 | 21.9 | 21.9 | 21.9 | 21.9 | 21.9 | 21.9 | 21.9 | 21.9 | 21.9 | 21.9 | 21.9 | 21.9 | 21.9 | 21.9 | 21.9 | 21.9 | 21.9 | 21.9 | 21.9
| TALLULAH 1 HY | 12.15 | 12.15 | 12.15 | 12.15 | 12.15 | 12.15 | 12.15 | 12.15 | 12.15 | 12.15 | 12.15 | 12.15 | 12.15 | 12.15 | 12.15 | 12.15 | 12.15 | 12.15 | 12.15 | 12.15
| TALLULAH 2 HY | 12.15 | 12.15 | 12.15 | 12.15 | 12.15 | 12.15 | 12.15 | 12.15 | 12.15 | 12.15 | 12.15 | 12.15 | 12.15 | 12.15 | 12.15 | 12.15 | 12.15 | 12.15 | 12.15 | 12.15
| TALLULAH 3 HY | 12.15 | 12.15 | 12.15 | 12.15 | 12.15 | 12.15 | 12.15 | 12.15 | 12.15 | 12.15 | 12.15 | 12.15 | 12.15 | 12.15 | 12.15 | 12.15 | 12.15 | 12.15 | 12.15 | 12.15
| TALLULAH 4 HY | 12.15 | 12.15 | 12.15 | 12.15 | 12.15 | 12.15 | 12.15 | 12.15 | 12.15 | 12.15 | 12.15 | 12.15 | 12.15 | 12.15 | 12.15 | 12.15 | 12.15 | 12.15 | 12.15 | 12.15
| TALLULAH 5 HY | 12.15 | 12.15 | 12.15 | 12.15 | 12.15 | 12.15 | 12.15 | 12.15 | 12.15 | 12.15 | 12.15 | 12.15 | 12.15 | 12.15 | 12.15 | 12.15 | 12.15 | 12.15 | 12.15 | 12.15
| TALLULAH 6 HY | 12.15 | 12.15 | 12.15 | 12.15 | 12.15 | 12.15 | 12.15 | 12.15 | 12.15 | 12.15 | 12.15 | 12.15 | 12.15 | 12.15 | 12.15 | 12.15 | 12.15 | 12.15 | 12.15 | 12.15
| TERRORA 1 HY | 8.7 | 8.7 | 8.7 | 8.7 | 8.7 | 8.7 | 8.7 | 8.7 | 8.7 | 8.7 | 8.7 | 8.7 | 8.7 | 8.7 | 8.7 | 8.7 | 8.7 | 8.7 | 8.7 | 8.7
| TERRORA 2 HY | 8.7 | 8.7 | 8.7 | 8.7 | 8.7 | 8.7 | 8.7 | 8.7 | 8.7 | 8.7 | 8.7 | 8.7 | 8.7 | 8.7 | 8.7 | 8.7 | 8.7 | 8.7 | 8.7 | 8.7
| TUGALO 1 HY | 13.08 | 13.08 | 13.08 | 13.08 | 13.08 | 13.08 | 13.08 | 13.08 | 13.08 | 13.08 | 13.08 | 13.08 | 13.08 | 13.08 | 13.08 | 13.08 | 13.08 | 13.08 | 13.08 | 13.08
| TUGALO 2 HY | 13.08 | 13.08 | 13.08 | 13.08 | 13.08 | 13.08 | 13.08 | 13.08 | 13.08 | 13.08 | 13.08 | 13.08 | 13.08 | 13.08 | 13.08 | 13.08 | 13.08 | 13.08 | 13.08 | 13.08
| TUGALO 3 HY | 13.08 | 13.08 | 13.08 | 13.08 | 13.08 | 13.08 | 13.08 | 13.08 | 13.08 | 13.08 | 13.08 | 13.08 | 13.08 | 13.08 | 13.08 | 13.08 | 13.08 | 13.08 | 13.08 | 13.08
| TUGALO 4 HY | 13.08 | 13.08 | 13.08 | 13.08 | 13.08 | 13.08 | 13.08 | 13.08 | 13.08 | 13.08 | 13.08 | 13.08 | 13.08 | 13.08 | 13.08 | 13.08 | 13.08 | 13.08 | 13.08 | 13.08
| WALLACE DAM 3 HY | 57.41 | 57.41 | 57.41 | 57.41 | 57.41 | 57.41 | 57.41 | 57.41 | 57.41 | 57.41 | 57.41 | 57.41 | 57.41 | 57.41 | 57.41 | 57.41 | 57.41 | 57.41 | 57.41 | 57.41
| WALLACE DAM 4 HY | 57.41 | 57.41 | 57.41 | 57.41 | 57.41 | 57.41 | 57.41 | 57.41 | 57.41 | 57.41 | 57.41 | 57.41 | 57.41 | 57.41 | 57.41 | 57.41 | 57.41 | 57.41 | 57.41 | 57.41
| YONAH 1 HY | 9.57 | 9.57 | 9.57 | 9.57 | 9.57 | 9.57 | 9.57 | 9.57 | 9.57 | 9.57 | 9.57 | 9.57 | 9.57 | 9.57 | 9.57 | 9.57 | 9.57 | 9.57 | 9.57 | 9.57
| YONAH 2 HY | 9.57 | 9.57 | 9.57 | 9.57 | 9.57 | 9.57 | 9.57 | 9.57 | 9.57 | 9.57 | 9.57 | 9.57 | 9.57 | 9.57 | 9.57 | 9.57 | 9.57 | 9.57 | 9.57 | 9.57
| YONAH 3 HY | 9.57 | 9.57 | 9.57 | 9.57 | 9.57 | 9.57 | 9.57 | 9.57 | 9.57 | 9.57 | 9.57 | 9.57 | 9.57 | 9.57 | 9.57 | 9.57 | 9.57 | 9.57 | 9.57 | 9.57
Solar |  | 360.584 | 360.584 | 360.584 | 360.584 | 360.584 | 384.184 | 384.184 | 384.184 | 384.184 | 384.184 | 384.184 | 384.184 | 384.184 | 384.184 | 384.184 | 384.184 | 384.184 | 384.184 | 384.184 | 384.184
| COMMUNITY SOLAR - COMER | 2.16 | 2.16 | 2.16 | 2.16 | 2.16 | 2.16 | 2.16 | 2.16 | 2.16 | 2.16 | 2.16 | 2.16 | 2.16 | 2.16 | 2.16 | 2.16 | 2.16 | 2.16 | 2.16 | 2.16
| COMMUNITY SOLAR - GUYTON | 3.6 | 3.6 | 3.6 | 3.6 | 3.6 | 3.6 | 3.6 | 3.6 | 3.6 | 3.6 | 3.6 | 3.6 | 3.6 | 3.6 | 3.6 | 3.6 | 3.6 | 3.6 | 3.6 | 3.6
| COMMUNITY SOLAR - WAYNESBORO | 2.4 | 2.4 | 2.4 | 2.4 | 2.4 | 2.4 | 2.4 | 2.4 | 2.4 | 2.4 | 2.4 | 2.4 | 2.4 | 2.4 | 2.4 | 2.4 | 2.4 | 2.4 | 2.4 | 2.4
| FALCONS | 1.02 | 1.02 | 1.02 | 1.02 | 1.02 | 1.02 | 1.02 | 1.02 | 1.02 | 1.02 | 1.02 | 1.02 | 1.02 | 1.02 | 1.02 | 1.02 | 1.02 | 1.02 | 1.02 | 1.02
| FORT BENNING | 30 | 30 | 30 | 30 | 30 | 30 | 30 | 30 | 30 | 30 | 30 | 30 | 30 | 30 | 30 | 30 | 30 | 30 | 30 | 30
| FORT GORDON | 30 | 30 | 30 | 30 | 30 | 30 | 30 | 30 | 30 | 30 | 30 | 30 | 30 | 30 | 30 | 30 | 30 | 30 | 30 | 30
| FORT STEWART SOLAR | 30 | 30 | 30 | 30 | 30 | 30 | 30 | 30 | 30 | 30 | 30 | 30 | 30 | 30 | 30 | 30 | 30 | 30 | 30 | 30
| FORT VALLEY STATE UNIVERSITY | 10.8 | 10.8 | 10.8 | 10.8 | 10.8 | 10.8 | 10.8 | 10.8 | 10.8 | 10.8 | 10.8 | 10.8 | 10.8 | 10.8 | 10.8 | 10.8 | 10.8 | 10.8 | 10.8 | 10.8
| KINGS BAY SOLAR | 30.16 | 30.16 | 30.16 | 30.16 | 30.16 | 30.16 | 30.16 | 30.16 | 30.16 | 30.16 | 30.16 | 30.16 | 30.16 | 30.16 | 30.16 | 30.16 | 30.16 | 30.16 | 30.16 | 30.16
| MCINTOSH CLOSED ASH POND | 10 | 10 | 10 | 10 | 10 | 10 | 10 | 10 | 10 | 10 | 10 | 10 | 10 | 10 | 10 | 10 | 10 | 10 | 10 | 10
| MCLB | 31.16 | 31.16 | 31.16 | 31.16 | 31.16 | 31.16 | 31.16 | 31.16 | 31.16 | 31.16 | 31.16 | 31.16 | 31.16 | 31.16 | 31.16 | 31.16 | 31.16 | 31.16 | 31.16 | 31.16
| MOODY AFB | 49.5 | 49.5 | 49.5 | 49.5 | 49.5 | 49.5 | 49.5 | 49.5 | 49.5 | 49.5 | 49.5 | 49.5 | 49.5 | 49.5 | 49.5 | 49.5 | 49.5 | 49.5 | 49.5 | 49.5
| RIGHT OF WAY SOLAR | 0.8 | 0.8 | 0.8 | 0.8 | 0.8 | 0.8 | 0.8 | 0.8 | 0.8 | 0.8 | 0.8 | 0.8 | 0.8 | 0.8 | 0.8 | 0.8 | 0.8 | 0.8 | 0.8 | 0.8
| ROBINS AFB | 128 | 128 | 128 | 128 | 128 | 128 | 128 | 128 | 128 | 128 | 128 | 128 | 128 | 128 | 128 | 128 | 128 | 128 | 128 | 128
| UGA SOLAR | 0.984 | 0.984 | 0.984 | 0.984 | 0.984 | 0.984 | 0.984 | 0.984 | 0.984 | 0.984 | 0.984 | 0.984 | 0.984 | 0.984 | 0.984 | 0.984 | 0.984 | 0.984 | 0.984 | 0.984
| Unassigned Self-Build Solar | 0 | 0 | 0 | 0 | 0 | 23.6 | 23.6 | 23.6 | 23.6 | 23.6 | 23.6 | 23.6 | 23.6 | 23.6 | 23.6 | 23.6 | 23.6 | 23.6 | 23.6 | 23.6
System Sales |  | -839.83 | 2e-21 | 2e-21 | 2e-21 | 2e-21 | 2e-21 | 2e-21 | 2e-21 | 2e-21 | 2e-21 | 2e-21 | 2e-21 | 2e-21 | 2e-21 | 2e-21 | 2e-21 | 2e-21 | 2e-21 | 2e-21 | 2e-21
| SYSTEM SALE | -839.83 | 2e-21 | 2e-21 | 2e-21 | 2e-21 | 2e-21 | 2e-21 | 2e-21 | 2e-21 | 2e-21 | 2e-21 | 2e-21 | 2e-21 | 2e-21 | 2e-21 | 2e-21 | 2e-21 | 2e-21 | 2e-21 | 2e-21
Purchased Generating Capacity (MW) |  | 8807.357 | 9056.357 | 9055.807 | 8979.949 | 8514.949 | 9498.502 | 9973.502 | 9973.502 | 9917.103 | 9890.773 | 8128.623 | 7797.134 | 7614.107 | 7389.662 | 7389.182 | 7080.182 | 7000.142 | 6982.525 | 6972.955 | 6968.605
| 2019 IRP RENEWABLES - DG S2230 | 4.8 | 4.8 | 4.8 | 4.8 | 4.8 | 4.8 | 4.8 | 4.8 | 4.8 | 4.8 | 4.8 | 4.8 | 4.8 | 4.8 | 4.8 | 4.8 | 4.8 | 4.8 | 4.8 | 4.8
| 2019 IRP RENEWABLES - DG S2330 | 36.04 | 36.04 | 36.04 | 36.04 | 36.04 | 36.04 | 36.04 | 36.04 | 36.04 | 36.04 | 36.04 | 36.04 | 36.04 | 36.04 | 36.04 | 36.04 | 36.04 | 36.04 | 36.04 | 36.04
| 2019 IRP RENEWABLES - DG S2430 | 0.6 | 0.6 | 0.6 | 0.6 | 0.6 | 0.6 | 0.6 | 0.6 | 0.6 | 0.6 | 0.6 | 0.6 | 0.6 | 0.6 | 0.6 | 0.6 | 0.6 | 0.6 | 0.6 | 0.6
| 2019 IRP RENEWABLES - DG W2330 | 24.346 | 24.346 | 24.346 | 24.346 | 24.346 | 24.346 | 24.346 | 24.346 | 24.346 | 24.346 | 24.346 | 24.346 | 24.346 | 24.346 | 24.346 | 24.346 | 24.346 | 24.346 | 24.346 | 24.346
| 2019 IRP RENEWABLES - DG W2430 | 23.18 | 23.18 | 23.18 | 23.18 | 23.18 | 23.18 | 23.18 | 23.18 | 23.18 | 23.18 | 23.18 | 23.18 | 23.18 | 23.18 | 23.18 | 23.18 | 23.18 | 23.18 | 23.18 | 23.18
| 2022 IRP BIOMASS - AGE | 0 | 0 | 0 | 0 | 0 | 70 | 70 | 70 | 70 | 70 | 70 | 70 | 70 | 70 | 70 | 70 | 70 | 70 | 70 | 70
| 2022 IRP ESS RFP | 0 | 0 | 0 | 0 | 500 | 500 | 500 | 500 | 500 | 500 | 500 | 500 | 500 | 500 | 500 | 500 | 500 | 500 | 500 | 500
| 2022 IRP SOLAR DG RFP 1 | 44 | 44 | 44 | 44 | 44 | 44 | 44 | 44 | 44 | 44 | 44 | 44 | 44 | 44 | 44 | 44 | 44 | 44 | 44 | 44
| 2022 IRP SOLAR DG RFP 2 | 0 | 249 | 249 | 249 | 249 | 249 | 249 | 249 | 249 | 249 | 249 | 249 | 249 | 249 | 249 | 249 | 249 | 249 | 249 | 249
| 2022 IRP SOLAR US RFP 1 | 0 | 0 | 0 | 0 | 0 | 2875 | 2875 | 2875 | 2875 | 2875 | 2875 | 2875 | 2875 | 2875 | 2875 | 2875 | 2875 | 2875 | 2875 | 2875
| 2022 IRP SOLAR US RFP 2 | 0 | 0 | 0 | 0 | 0 | 0 | 475 | 475 | 475 | 475 | 475 | 475 | 475 | 475 | 475 | 475 | 475 | 475 | 475 | 475
| 2022/2023 US - FLINT RIVER SOLAR | 200 | 200 | 200 | 200 | 200 | 200 | 200 | 200 | 200 | 200 | 200 | 200 | 200 | 200 | 200 | 200 | 200 | 200 | 200 | 200
| 2022/2023 US - TIMBERLAND SOLAR | 140 | 140 | 140 | 140 | 140 | 140 | 140 | 140 | 140 | 140 | 140 | 140 | 140 | 140 | 140 | 140 | 140 | 140 | 140 | 140
| 2022/2023 US - WADLEY SOLAR | 260 | 260 | 260 | 260 | 260 | 260 | 260 | 260 | 260 | 260 | 260 | 260 | 260 | 260 | 260 | 260 | 260 | 260 | 260 | 260
| 2022/2023 US - WASHINGTON COUNTY SOLAR | 150 | 150 | 150 | 150 | 150 | 150 | 150 | 150 | 150 | 150 | 150 | 150 | 150 | 150 | 150 | 150 | 150 | 150 | 150 | 150
| 2023 IRP UPDATE BESS RFP | 0 | 0 | 0 | 0 | 0 | 0 | 0 | 0 | 0 | 0 | 0 | 0 | 0 | 0 | 0 | 0 | 0 | 0 | 0 | 0
| ADDISON 1 (WEST GA) | 153.462 | 153.462 | 153.462 | 153.462 | 153.462 | 0 | 0 | 0 | 0 | 0 | 0 | 0 | 0 | 0 | 0 | 0 | 0 | 0 | 0 | 0
| ADDISON 3 (WEST GA) | 148.472 | 148.472 | 148.472 | 148.472 | 148.472 | 0 | 0 | 0 | 0 | 0 | 0 | 0 | 0 | 0 | 0 | 0 | 0 | 0 | 0 | 0
| ALBANY RENEWABLE ENERGY | 49.5 | 49.5 | 49.5 | 49.5 | 49.5 | 49.5 | 49.5 | 49.5 | 49.5 | 49.5 | 49.5 | 49.5 | 0 | 0 | 0 | 0 | 0 | 0 | 0 | 0
| ASI CLASSIC 210 MW - DG S1320 | 0.78 | 0.78 | 0.78 | 0.78 | 0.78 | 0.78 | 0.78 | 0.78 | 0 | 0 | 0 | 0 | 0 | 0 | 0 | 0 | 0 | 0 | 0 | 0
| ASI CLASSIC 210 MW - DG S1420 | 9.29 | 9.29 | 9.29 | 9.29 | 9.29 | 9.29 | 9.29 | 9.29 | 9.29 | 0 | 0 | 0 | 0 | 0 | 0 | 0 | 0 | 0 | 0 | 0
| ASI CLASSIC 210 MW - DG S1520 | 28.61 | 28.61 | 28.61 | 28.61 | 28.61 | 28.61 | 28.61 | 28.61 | 28.61 | 28.61 | 0 | 0 | 0 | 0 | 0 | 0 | 0 | 0 | 0 | 0
| ASI CLASSIC 210 MW - DG S1620 | 2.41 | 2.41 | 2.41 | 2.41 | 2.41 | 2.41 | 2.41 | 2.41 | 2.41 | 2.41 | 2.41 | 0 | 0 | 0 | 0 | 0 | 0 | 0 | 0 | 0
| ASI CLASSIC 210 MW - DG W1420 | 17.04 | 17.04 | 17.04 | 17.04 | 17.04 | 17.04 | 17.04 | 17.04 | 17.04 | 0 | 0 | 0 | 0 | 0 | 0 | 0 | 0 | 0 | 0 | 0
| ASI CLASSIC 210 MW - DG W1520 | 18.47 | 18.47 | 18.47 | 18.47 | 18.47 | 18.47 | 18.47 | 18.47 | 18.47 | 18.47 | 0 | 0 | 0 | 0 | 0 | 0 | 0 | 0 | 0 | 0
| ASI CLASSIC 210 MW - DG W1620 | 1.401 | 1.401 | 1.401 | 1.401 | 1.401 | 1.401 | 1.401 | 1.401 | 1.401 | 1.401 | 1.401 | 0 | 0 | 0 | 0 | 0 | 0 | 0 | 0 | 0
| ASI CLASSIC 210 MW - US 1: DUBLIN SOLAR CENTER - DUBLIN | 4.08 | 4.08 | 4.08 | 4.08 | 4.08 | 4.08 | 4.08 | 4.08 | 4.08 | 4.08 | 0 | 0 | 0 | 0 | 0 | 0 | 0 | 0 | 0 | 0
| ASI CLASSIC 210 MW - US 1: RICHLAND SOLAR CENTER | 20 | 20 | 20 | 20 | 20 | 20 | 20 | 20 | 20 | 20 | 20 | 0 | 0 | 0 | 0 | 0 | 0 | 0 | 0 | 0
| ASI CLASSIC 210 MW - US 1: RINCON SOLAR CENTER | 16 | 16 | 16 | 16 | 16 | 16 | 16 | 16 | 16 | 16 | 16 | 16 | 0 | 0 | 0 | 0 | 0 | 0 | 0 | 0
| ASI CLASSIC 210 MW - US 2: BUTLER SOLAR FARM | 20 | 20 | 20 | 20 | 20 | 20 | 20 | 20 | 20 | 20 | 20 | 0 | 0 | 0 | 0 | 0 | 0 | 0 | 0 | 0
| ASI CLASSIC 210 MW - US 2: DECATUR COUNTY SOLAR PROJECT | 18.9 | 18.9 | 18.9 | 18.9 | 18.9 | 18.9 | 18.9 | 18.9 | 18.9 | 18.9 | 18.9 | 0 | 0 | 0 | 0 | 0 | 0 | 0 | 0 | 0
| ASI CLASSIC 210 MW - US 2: HECATE ENERGY - OLD MIDVILLE RD LLC | 20 | 20 | 20 | 20 | 20 | 20 | 20 | 20 | 20 | 20 | 20 | 20 | 0 | 0 | 0 | 0 | 0 | 0 | 0 | 0
| ASI CLASSIC 210 MW - US 2: SOLAR GLYNN | 17.68 | 17.68 | 17.68 | 17.68 | 17.68 | 17.68 | 17.68 | 17.68 | 17.68 | 17.68 | 17.68 | 17.68 | 0 | 0 | 0 | 0 | 0 | 0 | 0 | 0
| ASI PRIME 525 MW - DG S1625 | 0.12 | 0.12 | 0.12 | 0.12 | 0.12 | 0.12 | 0.12 | 0.12 | 0.12 | 0.12 | 0.12 | 0.12 | 0.12 | 0.12 | 0.12 | 0.12 | 0 | 0 | 0 | 0
| ASI PRIME 525 MW - DG S1635 | 0.32 | 0.32 | 0.32 | 0.32 | 0.32 | 0.32 | 0.32 | 0.32 | 0.32 | 0.32 | 0.32 | 0.32 | 0.32 | 0.32 | 0.32 | 0.32 | 0.32 | 0.32 | 0.32 | 0.32
| ASI PRIME 525 MW - DG S1725 | 4.027 | 4.027 | 4.027 | 4.027 | 4.027 | 4.027 | 4.027 | 4.027 | 4.027 | 4.027 | 4.027 | 4.027 | 4.027 | 4.027 | 4.027 | 4.027 | 4.027 | 0 | 0 | 0
| ASI PRIME 525 MW - DG S1730 | 6.1 | 6.1 | 6.1 | 6.1 | 6.1 | 6.1 | 6.1 | 6.1 | 6.1 | 6.1 | 6.1 | 6.1 | 6.1 | 6.1 | 6.1 | 6.1 | 6.1 | 6.1 | 6.1 | 6.1
| ASI PRIME 525 MW - DG S1735 | 7.02 | 7.02 | 7.02 | 7.02 | 7.02 | 7.02 | 7.02 | 7.02 | 7.02 | 7.02 | 7.02 | 7.02 | 7.02 | 7.02 | 7.02 | 7.02 | 7.02 | 7.02 | 7.02 | 7.02
| ASI PRIME 525 MW - DG S1815 | 0.169 | 0.169 | 0.169 | 0.169 | 0.169 | 0.169 | 0.169 | 0.169 | 0 | 0 | 0 | 0 | 0 | 0 | 0 | 0 | 0 | 0 | 0 | 0
| ASI PRIME 525 MW - DG S1820 | 0.003 | 0.003 | 0.003 | 0.003 | 0.003 | 0.003 | 0.003 | 0.003 | 0.003 | 0.003 | 0.003 | 0.003 | 0.003 | 0 | 0 | 0 | 0 | 0 | 0 | 0
| ASI PRIME 525 MW - DG S1825 | 0.3 | 0.3 | 0.3 | 0.3 | 0.3 | 0.3 | 0.3 | 0.3 | 0.3 | 0.3 | 0.3 | 0.3 | 0.3 | 0.3 | 0.3 | 0.3 | 0.3 | 0.3 | 0 | 0
| ASI PRIME 525 MW - DG S1835 | 0.06 | 0.06 | 0.06 | 0.06 | 0.06 | 0.06 | 0.06 | 0.06 | 0.06 | 0.06 | 0.06 | 0.06 | 0.06 | 0.06 | 0.06 | 0.06 | 0.06 | 0.06 | 0 | 0
| ASI PRIME 525 MW - DG W1725 | 13.59 | 13.59 | 13.59 | 13.59 | 13.59 | 13.59 | 13.59 | 13.59 | 13.59 | 13.59 | 13.59 | 13.59 | 13.59 | 13.59 | 13.59 | 13.59 | 13.59 | 0 | 0 | 0
| ASI PRIME 525 MW - DG W1730 | 6.05 | 6.05 | 6.05 | 6.05 | 6.05 | 6.05 | 6.05 | 6.05 | 6.05 | 6.05 | 6.05 | 6.05 | 6.05 | 6.05 | 6.05 | 6.05 | 6.05 | 6.05 | 6.05 | 6.05
| ASI PRIME 525 MW - DG W1735 | 1.88 | 1.88 | 1.88 | 1.88 | 1.88 | 1.88 | 1.88 | 1.88 | 1.88 | 1.88 | 1.88 | 1.88 | 1.88 | 1.88 | 1.88 | 1.88 | 1.88 | 1.88 | 1.88 | 1.88
| ASI PRIME 525 MW - DG W1815 | 0.45 | 0.45 | 0.45 | 0.45 | 0.45 | 0.45 | 0.45 | 0.45 | 0 | 0 | 0 | 0 | 0 | 0 | 0 | 0 | 0 | 0 | 0 | 0
| ASI PRIME 525 MW - DG W1820 | 0.3 | 0.3 | 0.3 | 0.3 | 0.3 | 0.3 | 0.3 | 0.3 | 0.3 | 0.3 | 0.3 | 0.3 | 0.3 | 0 | 0 | 0 | 0 | 0 | 0 | 0
| ASI PRIME 525 MW - DG W1825 | 9.21 | 9.21 | 9.21 | 9.21 | 9.21 | 9.21 | 9.21 | 9.21 | 9.21 | 9.21 | 9.21 | 9.21 | 9.21 | 9.21 | 9.21 | 9.21 | 9.21 | 9.21 | 0 | 0
| ASI PRIME 525 MW - DG W1830 | 22.39 | 22.39 | 22.39 | 22.39 | 22.39 | 22.39 | 22.39 | 22.39 | 22.39 | 22.39 | 22.39 | 22.39 | 22.39 | 22.39 | 22.39 | 22.39 | 22.39 | 22.39 | 22.39 | 22.39
| ASI PRIME 525 MW - DG W1835 | 6.28 | 6.28 | 6.28 | 6.28 | 6.28 | 6.28 | 6.28 | 6.28 | 6.28 | 6.28 | 6.28 | 6.28 | 6.28 | 6.28 | 6.28 | 6.28 | 6.28 | 6.28 | 6.28 | 6.28
| ASI PRIME 525 MW - US 1: BUTLER SOLAR | 100 | 100 | 100 | 100 | 100 | 100 | 100 | 100 | 100 | 100 | 100 | 100 | 100 | 100 | 100 | 100 | 100 | 100 | 100 | 100
| ASI PRIME 525 MW - US 1: DECATUR PARKWAY SOLAR PROJECT | 79.92 | 79.92 | 79.92 | 79.92 | 79.92 | 79.92 | 79.92 | 79.92 | 79.92 | 79.92 | 79.92 | 79.92 | 79.92 | 79.92 | 79.92 | 79.92 | 0 | 0 | 0 | 0
| ASI PRIME 525 MW - US 1: PAWPAW SOLAR | 30 | 30 | 30 | 30 | 30 | 30 | 30 | 30 | 30 | 30 | 30 | 30 | 30 | 30 | 30 | 30 | 30 | 30 | 30 | 30
| ASI PRIME 525 MW - US 2: LIVE OAK SOLAR | 51 | 51 | 51 | 51 | 51 | 51 | 51 | 51 | 51 | 51 | 51 | 51 | 51 | 51 | 51 | 51 | 51 | 51 | 51 | 51
| ASI PRIME 525 MW - US 2: WHITE OAK SOLAR | 76.5 | 76.5 | 76.5 | 76.5 | 76.5 | 76.5 | 76.5 | 76.5 | 76.5 | 76.5 | 76.5 | 76.5 | 76.5 | 76.5 | 76.5 | 76.5 | 76.5 | 76.5 | 76.5 | 76.5
| ASI PRIME 525 MW - US 2: WHITE PINE SOLAR | 101.25 | 101.25 | 101.25 | 101.25 | 101.25 | 101.25 | 101.25 | 101.25 | 101.25 | 101.25 | 101.25 | 101.25 | 101.25 | 101.25 | 101.25 | 101.25 | 101.25 | 101.25 | 101.25 | 101.25
| AXIUM US SOLAR HOLDINGS (SD&D) | 0.55 | 0.55 | 0 | 0 | 0 | 0 | 0 | 0 | 0 | 0 | 0 | 0 | 0 | 0 | 0 | 0 | 0 | 0 | 0 | 0
| BLUE CANYON | 250 | 250 | 250 | 250 | 250 | 250 | 250 | 250 | 250 | 250 | 250 | 0 | 0 | 0 | 0 | 0 | 0 | 0 | 0 | 0
| CCSP DG - ONLINE | 1.5 | 1.5 | 1.5 | 1.5 | 1.5 | 1.5 | 1.5 | 1.5 | 1.5 | 1.5 | 1.5 | 1.5 | 1.5 | 1.5 | 1.5 | 1.5 | 1.5 | 1.5 | 1.5 | 1.5
| CCSP DG - REMAINING | 23.5 | 23.5 | 23.5 | 23.5 | 23.5 | 23.5 | 23.5 | 23.5 | 23.5 | 23.5 | 23.5 | 23.5 | 23.5 | 23.5 | 23.5 | 23.5 | 23.5 | 23.5 | 23.5 | 23.5
| COCA-COLA | 6.3 | 6.3 | 6.3 | 6.3 | 6.3 | 6.3 | 6.3 | 6.3 | 6.3 | 6.3 | 6.3 | 0 | 0 | 0 | 0 | 0 | 0 | 0 | 0 | 0
| CONYERS RENEWABLE ENERGY | 3.077 | 3.077 | 3.077 | 3.077 | 3.077 | 3.077 | 3.077 | 3.077 | 3.077 | 3.077 | 3.077 | 3.077 | 0 | 0 | 0 | 0 | 0 | 0 | 0 | 0
| DAHLBERG 1 | 0 | 0 | 0 | 74.73 | 74.73 | 74.73 | 74.73 | 74.73 | 74.73 | 74.73 | 74.73 | 74.73 | 74.73 | 0 | 0 | 0 | 0 | 0 | 0 | 0
| DAHLBERG 10 | 75.211 | 75.211 | 75.211 | 75.211 | 75.211 | 75.211 | 75.211 | 75.211 | 75.211 | 75.211 | 0 | 0 | 0 | 0 | 0 | 0 | 0 | 0 | 0 | 0
| DAHLBERG 2 | 74.12 | 74.12 | 74.12 | 74.12 | 74.12 | 74.12 | 74.12 | 74.12 | 74.12 | 74.12 | 0 | 0 | 0 | 0 | 0 | 0 | 0 | 0 | 0 | 0
| DAHLBERG 3 | 0 | 0 | 0 | 74.677 | 74.677 | 74.677 | 74.677 | 74.677 | 74.677 | 74.677 | 74.677 | 74.677 | 74.677 | 0 | 0 | 0 | 0 | 0 | 0 | 0
| DAHLBERG 4 | 73.888 | 73.888 | 73.888 | 73.888 | 73.888 | 0 | 0 | 0 | 0 | 0 | 0 | 0 | 0 | 0 | 0 | 0 | 0 | 0 | 0 | 0
| DAHLBERG 5 | 0 | 0 | 0 | 74.735 | 74.735 | 74.735 | 74.735 | 74.735 | 74.735 | 74.735 | 74.735 | 74.735 | 74.735 | 0 | 0 | 0 | 0 | 0 | 0 | 0
| DAHLBERG 6 | 75.057 | 75.057 | 75.057 | 75.057 | 75.057 | 75.057 | 75.057 | 75.057 | 75.057 | 75.057 | 0 | 0 | 0 | 0 | 0 | 0 | 0 | 0 | 0 | 0
| DAHLBERG 8 | 74.159 | 74.159 | 74.159 | 74.159 | 74.159 | 74.159 | 74.159 | 74.159 | 74.159 | 74.159 | 0 | 0 | 0 | 0 | 0 | 0 | 0 | 0 | 0 | 0
| DAHLBERG 9 | 75.143 | 75.143 | 75.143 | 75.143 | 75.143 | 75.143 | 75.143 | 75.143 | 75.143 | 75.143 | 0 | 0 | 0 | 0 | 0 | 0 | 0 | 0 | 0 | 0
| EXELON HEARD 1 | 157.5 | 157.5 | 157.5 | 157.5 | 157.5 | 0 | 0 | 0 | 0 | 0 | 0 | 0 | 0 | 0 | 0 | 0 | 0 | 0 | 0 | 0
| EXELON HEARD 2 | 157.5 | 157.5 | 157.5 | 157.5 | 157.5 | 0 | 0 | 0 | 0 | 0 | 0 | 0 | 0 | 0 | 0 | 0 | 0 | 0 | 0 | 0
| EXELON HEARD 3 | 157.5 | 157.5 | 157.5 | 157.5 | 157.5 | 0 | 0 | 0 | 0 | 0 | 0 | 0 | 0 | 0 | 0 | 0 | 0 | 0 | 0 | 0
| EXELON HEARD 4 | 157.5 | 157.5 | 157.5 | 157.5 | 157.5 | 0 | 0 | 0 | 0 | 0 | 0 | 0 | 0 | 0 | 0 | 0 | 0 | 0 | 0 | 0
| EXELON HEARD 5 | 157.5 | 157.5 | 157.5 | 157.5 | 157.5 | 0 | 0 | 0 | 0 | 0 | 0 | 0 | 0 | 0 | 0 | 0 | 0 | 0 | 0 | 0
| EXELON HEARD 6 | 157.5 | 157.5 | 157.5 | 157.5 | 157.5 | 0 | 0 | 0 | 0 | 0 | 0 | 0 | 0 | 0 | 0 | 0 | 0 | 0 | 0 | 0
| GEORGIA RENEWABLE POWER FRANKLIN LLC | 58 | 58 | 58 | 58 | 58 | 58 | 58 | 58 | 58 | 58 | 58 | 58 | 58 | 58 | 58 | 58 | 58 | 58 | 58 | 58
| GEORGIA RENEWABLE POWER MADISON | 58 | 58 | 58 | 58 | 58 | 58 | 58 | 58 | 58 | 58 | 58 | 58 | 58 | 58 | 58 | 58 | 58 | 58 | 58 | 58
| GREEN POWER SOLUTIONS | 29 | 29 | 29 | 29 | 29 | 29 | 29 | 29 | 29 | 29 | 0 | 0 | 0 | 0 | 0 | 0 | 0 | 0 | 0 | 0
| HARRIS 1 | 640.625 | 640.625 | 640.625 | 640.625 | 640.625 | 0 | 0 | 0 | 0 | 0 | 0 | 0 | 0 | 0 | 0 | 0 | 0 | 0 | 0 | 0
| HARRIS 2 | 660.4 | 660.4 | 660.4 | 660.4 | 660.4 | 660.4 | 660.4 | 660.4 | 660.4 | 660.4 | 0 | 0 | 0 | 0 | 0 | 0 | 0 | 0 | 0 | 0
| INTERNATIONAL PAPER - FLINT RIVER | 29.05 | 29.05 | 29.05 | 29.05 | 29.05 | 29.05 | 29.05 | 29.05 | 29.05 | 29.05 | 29.05 | 29.05 | 0 | 0 | 0 | 0 | 0 | 0 | 0 | 0
| INTERNATIONAL PAPER - PORT WENTWORTH | 31.32 | 31.32 | 31.32 | 31.32 | 31.32 | 31.32 | 31.32 | 31.32 | 31.32 | 31.32 | 31.32 | 31.32 | 0 | 0 | 0 | 0 | 0 | 0 | 0 | 0
| LSS 50 MW - HSH PEMBROOKE | 1 | 1 | 1 | 1 | 1 | 1 | 1 | 1 | 1 | 1 | 0 | 0 | 0 | 0 | 0 | 0 | 0 | 0 | 0 | 0
| LSS 50 MW - SIMON SOLAR FARM | 30 | 30 | 30 | 30 | 30 | 30 | 30 | 30 | 30 | 30 | 0 | 0 | 0 | 0 | 0 | 0 | 0 | 0 | 0 | 0
| LSS 50 MW - SOLAR D&D CAMILLA | 16 | 16 | 16 | 16 | 16 | 16 | 16 | 16 | 16 | 16 | 0 | 0 | 0 | 0 | 0 | 0 | 0 | 0 | 0 | 0
| LSS 50 MW - SOLAR D&D CAMP (MERIWETHER COUNTY) | 3 | 3 | 3 | 3 | 3 | 3 | 3 | 3 | 3 | 3 | 0 | 0 | 0 | 0 | 0 | 0 | 0 | 0 | 0 | 0
| MAS GEORGIA LFG - OAK GROVE | 6.178 | 6.178 | 6.178 | 6.178 | 6.178 | 6.178 | 6.178 | 6.178 | 6.178 | 6.178 | 6.178 | 0 | 0 | 0 | 0 | 0 | 0 | 0 | 0 | 0
| MAS GEORGIA LFG - PINE RIDGE | 6.3 | 6.3 | 6.3 | 6.3 | 6.3 | 6.3 | 6.3 | 6.3 | 6.3 | 6.3 | 6.3 | 0 | 0 | 0 | 0 | 0 | 0 | 0 | 0 | 0
| MAS GEORGIA LFG - RICHLAND CREEK | 10.4 | 10.4 | 10.4 | 10.4 | 10.4 | 10.4 | 10.4 | 10.4 | 10.4 | 10.4 | 10.4 | 10.4 | 0 | 0 | 0 | 0 | 0 | 0 | 0 | 0
| MID-GEORGIA COGEN | 300 | 300 | 300 | 0 | 0 | 0 | 0 | 0 | 0 | 0 | 0 | 0 | 0 | 0 | 0 | 0 | 0 | 0 | 0 | 0
| MONROE POWER | 309 | 309 | 309 | 309 | 309 | 309 | 309 | 309 | 309 | 309 | 309 | 309 | 309 | 309 | 309 | 0 | 0 | 0 | 0 | 0
| MPC PPA | 750 | 750 | 750 | 750 | 0 | 0 | 0 | 0 | 0 | 0 | 0 | 0 | 0 | 0 | 0 | 0 | 0 | 0 | 0 | 0
| PIEDMONT GREEN POWER | 55 | 55 | 55 | 55 | 55 | 55 | 55 | 55 | 0 | 0 | 0 | 0 | 0 | 0 | 0 | 0 | 0 | 0 | 0 | 0
| REDI 1400 MW - C&I: DOUGHERTY COUNTY SOLAR | 120 | 120 | 120 | 120 | 120 | 120 | 120 | 120 | 120 | 120 | 120 | 120 | 120 | 120 | 120 | 120 | 120 | 120 | 120 | 120
| REDI 1400 MW - C&I: TANGLEWOOD SOLAR | 57.5 | 57.5 | 57.5 | 57.5 | 57.5 | 57.5 | 57.5 | 57.5 | 57.5 | 57.5 | 57.5 | 57.5 | 57.5 | 57.5 | 57.5 | 57.5 | 57.5 | 57.5 | 57.5 | 57.5
| REDI 1400 MW - DG CS S1920 | 0.48 | 0.48 | 0.48 | 0.48 | 0.48 | 0.48 | 0.48 | 0.48 | 0.48 | 0.48 | 0.48 | 0.48 | 0.48 | 0.48 | 0 | 0 | 0 | 0 | 0 | 0
| REDI 1400 MW - DG CS S1925 | 2.74 | 2.74 | 2.74 | 2.74 | 2.74 | 2.74 | 2.74 | 2.74 | 2.74 | 2.74 | 2.74 | 2.74 | 2.74 | 2.74 | 2.74 | 2.74 | 2.74 | 2.74 | 2.74 | 0
| REDI 1400 MW - DG CS S1930 | 5.89 | 5.89 | 5.89 | 5.89 | 5.89 | 5.89 | 5.89 | 5.89 | 5.89 | 5.89 | 5.89 | 5.89 | 5.89 | 5.89 | 5.89 | 5.89 | 5.89 | 5.89 | 5.89 | 5.89
| REDI 1400 MW - DG CS S1935 | 14.04 | 14.04 | 14.04 | 14.04 | 14.04 | 14.04 | 14.04 | 14.04 | 14.04 | 14.04 | 14.04 | 14.04 | 14.04 | 14.04 | 14.04 | 14.04 | 14.04 | 14.04 | 14.04 | 14.04
| REDI 1400 MW - DG CS W1925 | 1.61 | 1.61 | 1.61 | 1.61 | 1.61 | 1.61 | 1.61 | 1.61 | 1.61 | 1.61 | 1.61 | 1.61 | 1.61 | 1.61 | 1.61 | 1.61 | 1.61 | 1.61 | 1.61 | 0
| REDI 1400 MW - DG CS W1930 | 0.6 | 0.6 | 0.6 | 0.6 | 0.6 | 0.6 | 0.6 | 0.6 | 0.6 | 0.6 | 0.6 | 0.6 | 0.6 | 0.6 | 0.6 | 0.6 | 0.6 | 0.6 | 0.6 | 0.6
| REDI 1400 MW - DG CS W1935 | 10.61 | 10.61 | 10.61 | 10.61 | 10.61 | 10.61 | 10.61 | 10.61 | 10.61 | 10.61 | 10.61 | 10.61 | 10.61 | 10.61 | 10.61 | 10.61 | 10.61 | 10.61 | 10.61 | 10.61
| REDI 1400 MW - DG S2030 | 1.999 | 1.999 | 1.999 | 1.999 | 1.999 | 1.999 | 1.999 | 1.999 | 1.999 | 1.999 | 1.999 | 1.999 | 1.999 | 1.999 | 1.999 | 1.999 | 1.999 | 1.999 | 1.999 | 1.999
| REDI 1400 MW - DG S2035 | 75.31 | 75.31 | 75.31 | 75.31 | 75.31 | 75.31 | 75.31 | 75.31 | 75.31 | 75.31 | 75.31 | 75.31 | 75.31 | 75.31 | 75.31 | 75.31 | 75.31 | 75.31 | 75.31 | 75.31
| REDI 1400 MW - DG W2030 | 2.5 | 2.5 | 2.5 | 2.5 | 2.5 | 2.5 | 2.5 | 2.5 | 2.5 | 2.5 | 2.5 | 2.5 | 2.5 | 2.5 | 2.5 | 2.5 | 2.5 | 2.5 | 2.5 | 2.5
| REDI 1400 MW - DG W2035 | 6.9 | 6.9 | 6.9 | 6.9 | 6.9 | 6.9 | 6.9 | 6.9 | 6.9 | 6.9 | 6.9 | 6.9 | 6.9 | 6.9 | 6.9 | 6.9 | 6.9 | 6.9 | 6.9 | 6.9
| REDI 1400 MW - US 1: QUITMAN SOLAR | 150 | 150 | 150 | 150 | 150 | 150 | 150 | 150 | 150 | 150 | 150 | 150 | 150 | 150 | 150 | 150 | 150 | 150 | 150 | 150
| REDI 1400 MW - US 1: SOUTHERN OAK SOLAR | 160 | 160 | 160 | 160 | 160 | 160 | 160 | 160 | 160 | 160 | 160 | 160 | 160 | 160 | 160 | 160 | 160 | 160 | 160 | 160
| REDI 1400 MW - US 1: TWIGGS COUNTY SOLAR | 200 | 200 | 200 | 200 | 200 | 200 | 200 | 200 | 200 | 200 | 200 | 200 | 200 | 200 | 200 | 200 | 200 | 200 | 200 | 200
| REDI 1400 MW - US 2: COOL SPRINGS | 213 | 213 | 213 | 213 | 213 | 213 | 213 | 213 | 213 | 213 | 213 | 213 | 213 | 213 | 213 | 213 | 213 | 213 | 213 | 213
| REDI 1400 MW - US 2: HICKORY PARK | 195.5 | 195.5 | 195.5 | 195.5 | 195.5 | 195.5 | 195.5 | 195.5 | 195.5 | 195.5 | 195.5 | 195.5 | 195.5 | 195.5 | 195.5 | 195.5 | 195.5 | 195.5 | 195.5 | 195.5
| REDI 1400 MW - US 2: QUITMAN II | 150 | 150 | 150 | 150 | 150 | 150 | 150 | 150 | 150 | 150 | 150 | 150 | 150 | 150 | 150 | 150 | 150 | 150 | 150 | 150
| REDI CS2 | 3 | 3 | 3 | 3 | 3 | 3 | 3 | 3 | 3 | 3 | 3 | 3 | 3 | 3 | 3 | 3 | 3 | 3 | 3 | 3
| SANTA ROSA | 215 | 215 | 215 | 215 | 0 | 0 | 0 | 0 | 0 | 0 | 0 | 0 | 0 | 0 | 0 | 0 | 0 | 0 | 0 | 0
| SUPERIOR - WASTE MANAGEMENT | 6 | 6 | 6 | 6 | 6 | 6 | 6 | 6 | 6 | 6 | 6 | 6 | 0 | 0 | 0 | 0 | 0 | 0 | 0 | 0
| WALTON COUNTY | 0 | 0 | 0 | 0 | 0 | 0 | 0 | 0 | 0 | 0 | 0 | 0 | 0 | 0 | 0 | 0 | 0 | 0 | 0 | 0
| WANSLEY 6 | 0 | 0 | 0 | 0 | 0 | 0 | 0 | 0 | 0 | 0 | 0 | 0 | 0 | 0 | 0 | 0 | 0 | 0 | 0 | 0
| WANSLEY 7 | 597.9 | 597.9 | 597.9 | 597.9 | 597.9 | 597.9 | 597.9 | 597.9 | 597.9 | 597.9 | 0 | 0 | 0 | 0 | 0 | 0 | 0 | 0 | 0 | 0
| WASHINGTON COUNTY | 0 | 0 | 0 | 0 | 0 | 0 | 0 | 0 | 0 | 0 | 0 | 0 | 0 | 0 | 0 | 0 | 0 | 0 | 0 | 0
Dispatchable DSOs (MW) |  | 838.218 | 844.454 | 848.6134 | 847.8258 | 850.9883 | 854.6072 | 859.9032 | 862.9049 | 867.0712 | 871.2875 | 874.2875 | 878.3173 | 884.3891 | 890.3151 | 896.4146 | 909.7868 | 919.7434 | 930.3213 | 941.0132 | 951.2893
| CVR Level 1 | 222.4985 | 225.6165 | 227.6962 | 227.3024 | 228.8837 | 230.6931 | 233.3411 | 234.8419 | 236.9251 | 239.0332 | 240.5333 | 242.5482 | 245.5841 | 248.5471 | 251.5968 | 258.2829 | 263.2612 | 268.5502 | 273.8961 | 279.0342
| CVR Level 2 | 222.4985 | 225.6165 | 227.6962 | 227.3024 | 228.8837 | 230.6931 | 233.3411 | 234.8419 | 236.9251 | 239.0332 | 240.5333 | 242.5482 | 245.5841 | 248.5471 | 251.5968 | 258.2829 | 263.2612 | 268.5502 | 273.8961 | 279.0342
| DER Customer Program | 0 | 0 | 0 | 0 | 0 | 0 | 0 | 0 | 0 | 0 | 0 | 0 | 0 | 0 | 0 | 0 | 0 | 0 | 0 | 0
| DPEC | 225.581 | 225.581 | 225.581 | 225.581 | 225.581 | 225.581 | 225.581 | 225.581 | 225.581 | 225.581 | 225.581 | 225.581 | 225.581 | 225.581 | 225.581 | 225.581 | 225.581 | 225.581 | 225.581 | 225.581
| RTPeDA | 4.93 | 4.93 | 4.93 | 4.93 | 4.93 | 4.93 | 4.93 | 4.93 | 4.93 | 4.93 | 4.93 | 4.93 | 4.93 | 4.93 | 4.93 | 4.93 | 4.93 | 4.93 | 4.93 | 4.93
| RTPeHA | 130.21 | 130.21 | 130.21 | 130.21 | 130.21 | 130.21 | 130.21 | 130.21 | 130.21 | 130.21 | 130.21 | 130.21 | 130.21 | 130.21 | 130.21 | 130.21 | 130.21 | 130.21 | 130.21 | 130.21
| Temp Check | 32.5 | 32.5 | 32.5 | 32.5 | 32.5 | 32.5 | 32.5 | 32.5 | 32.5 | 32.5 | 32.5 | 32.5 | 32.5 | 32.5 | 32.5 | 32.5 | 32.5 | 32.5 | 32.5 | 32.5
Energy Storage |  | 0 | 0 | 845 | 845 | 845 | 845 | 845 | 845 | 845 | 845 | 845 | 845 | 843 | 843 | 843 | 843 | 843 | 843 | 843 | 843
| 2019 IRP BESS DEMO | 0 | 0 | 2 | 2 | 2 | 2 | 2 | 2 | 2 | 2 | 2 | 2 | 0 | 0 | 0 | 0 | 0 | 0 | 0 | 0
| 2019 IRP BESS DEMO - FORT STEWART 4 HR BESS | 0 | 0 | 13 | 13 | 13 | 13 | 13 | 13 | 13 | 13 | 13 | 13 | 13 | 13 | 13 | 13 | 13 | 13 | 13 | 13
| 2022 IRP MCGRAU FORD 2 HR BATTERY | 0 | 0 | 265 | 265 | 265 | 265 | 265 | 265 | 265 | 265 | 265 | 265 | 265 | 265 | 265 | 265 | 265 | 265 | 265 | 265
| 2023 IRP UPDATE - HAMMOND | 0 | 0 | 57.5 | 57.5 | 57.5 | 57.5 | 57.5 | 57.5 | 57.5 | 57.5 | 57.5 | 57.5 | 57.5 | 57.5 | 57.5 | 57.5 | 57.5 | 57.5 | 57.5 | 57.5
| 2023 IRP Update - MCGRAU FORD PHASE 2 | 0 | 0 | 265 | 265 | 265 | 265 | 265 | 265 | 265 | 265 | 265 | 265 | 265 | 265 | 265 | 265 | 265 | 265 | 265 | 265
| 2023 IRP UPDATE - MOODY AFB | 0 | 0 | 49.5 | 49.5 | 49.5 | 49.5 | 49.5 | 49.5 | 49.5 | 49.5 | 49.5 | 49.5 | 49.5 | 49.5 | 49.5 | 49.5 | 49.5 | 49.5 | 49.5 | 49.5
| 2023 IRP UPDATE - ROBINS AFB | 0 | 0 | 128 | 128 | 128 | 128 | 128 | 128 | 128 | 128 | 128 | 128 | 128 | 128 | 128 | 128 | 128 | 128 | 128 | 128
| MOSSY BRANCH | 0 | 0 | 65 | 65 | 65 | 65 | 65 | 65 | 65 | 65 | 65 | 65 | 65 | 65 | 65 | 65 | 65 | 65 | 65 | 65
2025 IRP Requests Projected Timing & Capacities - Extensions are Above |  | 0 | 52 | 65.5 | 86 | 206.5 | 314.457 | 456.468 | 473.968 | 487.468 | 500.968 | 500.968 | 500.968 | 500.968 | 500.968 | 314.24 | 314.24 | 314.24 | 314.24 | 314.24 | 314.24
| SCHERER 3 WHOLESALE-TO-RETAIL | 0 | 52 | 52 | 52 | 52 | 107.337 | 186.728 | 186.728 | 186.728 | 186.728 | 186.728 | 186.728 | 186.728 | 186.728 | 0 | 0 | 0 | 0 | 0 | 0
| MCINTOSH 1A UPRATE | 0 | 0 | 0 | 0 | 0 | 13.5 | 13.5 | 13.5 | 13.5 | 13.5 | 13.5 | 13.5 | 13.5 | 13.5 | 13.5 | 13.5 | 13.5 | 13.5 | 13.5 | 13.5
| MCINTOSH 2A UPRATE | 0 | 0 | 0 | 0 | 13.5 | 13.5 | 13.5 | 13.5 | 13.5 | 13.5 | 13.5 | 13.5 | 13.5 | 13.5 | 13.5 | 13.5 | 13.5 | 13.5 | 13.5 | 13.5
| MCINTOSH 3A UPRATE | 0 | 0 | 0 | 0 | 0 | 0 | 0 | 13.5 | 13.5 | 13.5 | 13.5 | 13.5 | 13.5 | 13.5 | 13.5 | 13.5 | 13.5 | 13.5 | 13.5 | 13.5
| MCINTOSH 4A UPRATE | 0 | 0 | 0 | 0 | 0 | 0 | 0 | 0 | 0 | 13.5 | 13.5 | 13.5 | 13.5 | 13.5 | 13.5 | 13.5 | 13.5 | 13.5 | 13.5 | 13.5
| MCINTOSH 5A UPRATE | 0 | 0 | 0 | 0 | 0 | 0 | 0 | 0 | 13.5 | 13.5 | 13.5 | 13.5 | 13.5 | 13.5 | 13.5 | 13.5 | 13.5 | 13.5 | 13.5 | 13.5
| MCINTOSH 6A UPRATE | 0 | 0 | 13.5 | 13.5 | 13.5 | 13.5 | 13.5 | 13.5 | 13.5 | 13.5 | 13.5 | 13.5 | 13.5 | 13.5 | 13.5 | 13.5 | 13.5 | 13.5 | 13.5 | 13.5
| MCINTOSH 7A UPRATE | 0 | 0 | 0 | 13.5 | 13.5 | 13.5 | 13.5 | 13.5 | 13.5 | 13.5 | 13.5 | 13.5 | 13.5 | 13.5 | 13.5 | 13.5 | 13.5 | 13.5 | 13.5 | 13.5
| MCINTOSH 8A UPRATE | 0 | 0 | 0 | 0 | 0 | 0 | 13.5 | 13.5 | 13.5 | 13.5 | 13.5 | 13.5 | 13.5 | 13.5 | 13.5 | 13.5 | 13.5 | 13.5 | 13.5 | 13.5
| MCINTOSH 10 UPRATE | 0 | 0 | 0 | 0 | 34 | 34 | 34 | 34 | 34 | 34 | 34 | 34 | 34 | 34 | 34 | 34 | 34 | 34 | 34 | 34
| MCINTOSH 11 UPRATE | 0 | 0 | 0 | 0 | 34 | 34 | 34 | 34 | 34 | 34 | 34 | 34 | 34 | 34 | 34 | 34 | 34 | 34 | 34 | 34
| HATCH 1 UPRATE | 0 | 0 | 0 | 0 | 0 | 30 | 30 | 30 | 30 | 30 | 30 | 30 | 30 | 30 | 30 | 30 | 30 | 30 | 30 | 30
| HATCH 2 UPRATE | 0 | 0 | 0 | 0 | 28 | 28 | 28 | 28 | 28 | 28 | 28 | 28 | 28 | 28 | 28 | 28 | 28 | 28 | 28 | 28
| VOGTLE 1 UPRATE | 0 | 0 | 0 | 0 | 7 | 7 | 27 | 27 | 27 | 27 | 27 | 27 | 27 | 27 | 27 | 27 | 27 | 27 | 27 | 27
| VOGTLE 2 UPRATE | 0 | 0 | 0 | 7 | 7 | 7 | 27 | 27 | 27 | 27 | 27 | 27 | 27 | 27 | 27 | 27 | 27 | 27 | 27 | 27
| GOAT ROCK 3 HY INCREMENTAL | 0 | 0 | 0 | 0 | 4 | 4 | 4 | 4 | 4 | 4 | 4 | 4 | 4 | 4 | 4 | 4 | 4 | 4 | 4 | 4
| GOAT ROCK 4 HY INCREMENTAL | 0 | 0 | 0 | 0 | 0 | 9.12 | 9.12 | 9.12 | 9.12 | 9.12 | 9.12 | 9.12 | 9.12 | 9.12 | 9.12 | 9.12 | 9.12 | 9.12 | 9.12 | 9.12
| GOAT ROCK 5 HY INCREMENTAL | 0 | 0 | 0 | 0 | 0 | 0 | 9.12 | 9.12 | 9.12 | 9.12 | 9.12 | 9.12 | 9.12 | 9.12 | 9.12 | 9.12 | 9.12 | 9.12 | 9.12 | 9.12
| GOAT ROCK 6 HY INCREMENTAL | 0 | 0 | 0 | 0 | 0 | 0 | 0 | 4 | 4 | 4 | 4 | 4 | 4 | 4 | 4 | 4 | 4 | 4 | 4 | 4

## B2025 Winter MG0
Table 4.6.1c - Georgia Power Territorial Base Case Load vs. Existing Capability MG0 (Winter) with 2025 IRP Requests & Generic Resource Additions (Nameplate)
| Year | 2025 | 2026 | 2027 | 2028 | 2029 | 2030 | 2031 | 2032 | 2033 | 2034 | 2035 | 2036 | 2037 | 2038 | 2039 | 2040 | 2041 | 2042 | 2043 | 2044
| Peak Demand (MW), (A) | 16264.1827 | 16891.5548 | 18333.6628 | 20319.5967 | 22167.9086 | 23612.3527 | 24468.8562 | 24900.3289 | 25212.5012 | 25450.6985 | 25652.5523 | 25768.4959 | 25987.2674 | 26215.6917 | 26604.6491 | 26917.0844 | 27294.6095 | 27687.3587 | 28117.7713 | 28543.6902
| Owned Generating Capacity (MW) | 14615.6694 | 15474.2094 | 16873.0394 | 17130.2794 | 17601.5774 | 17625.1774 | 17570.2234 | 17545.6274 | 17545.6274 | 17545.6274 | 17075.9514 | 13110.6584 | 13110.6584 | 13108.6584 | 12460.2274 | 12460.2274 | 12460.2274 | 12460.2274 | 12460.2274 | 12460.2274
| Purchased Generating Capacity (MW), (B) | 8778.769 | 9343.789 | 9343.789 | 9604.381 | 8824.381 | 11769.381 | 10177.74 | 10177.74 | 10122.29 | 10104.301 | 8765.341 | 7919.633 | 7791.455 | 7439.666 | 7439.663 | 7079.183 | 6999.263 | 6985.553 | 6972.316 | 6970.346
| Dispatchable DSOs (MW), (C) | 792.8923 | 796.5273 | 800.0917 | 800.5852 | 803.0845 | 805.5167 | 809.8156 | 811.7839 | 814.6147 | 817.527 | 819.432 | 820.7971 | 825.71 | 847.5042 | 856.0726 | 864.7709 | 872.7841 | 882.8191 | 893.4772 | 903.3704
| 2025 IRP Requests, Excluding Extensions, (D) | 0 | 52 | 61.3 | 70.6 | 285.1 | 393.857 | 517.121 | 574.968 | 584.268 | 593.568 | 593.568 | 593.568 | 593.568 | 593.568 | 406.84 | 406.84 | 406.84 | 406.84 | 406.84 | 406.84
| 2025 IRP Generic Additions | 0 | 0 | 0 | 1500 | 4560 | 6360 | 9450 | 9990 | 11670 | 13140 | 16140 | 22170 | 23730 | 25590 | 28080 | 30210 | 31440 | 32970 | 34740 | 36510
| Total Capacity (MW) | 24187.3307 | 25666.5257 | 27078.2201 | 29105.8456 | 32074.1429 | 36953.9321 | 38524.9 | 39100.1193 | 40736.8001 | 42201.0234 | 43394.2925 | 44614.6565 | 46051.3915 | 47579.3967 | 49242.803 | 51021.0213 | 52179.1145 | 53705.4395 | 55472.8606 | 57250.7838
| Capacity Required to Meet GPC Target (MW), (E) | -3921.193 | -4618.6451 | -4233.3872 | -3678.965 | -4334.3814 | -7406.6688 | -7905.8531 | -7941.15 | -9187.1947 | -10353.3504 | -11294.0302 | -12369.3084 | -13532.2841 | -14774.4512 | -15951.1366 | -17338.3896 | -18024.0677 | -19058.9269 | -20287.7522 | -21532.7028
| GPC Reserve Margin (%), (F) | 48.72% | 51.95% | 47.7% | 43.24% | 44.69% | 56.5% | 57.44% | 57.03% | 61.57% | 65.81% | 69.16% | 73.14% | 77.21% | 81.49% | 85.09% | 89.55% | 91.17% | 93.97% | 97.29% | 100.6%
|  | Notes | (A) Territorial Load requirements less non-dispatchable DSOs
(B) Includes territorial and imported power purchases. Capacity does not include the Winter 2027/2028 BESS Request for Proposals (RFP) approved in the 2023 Integrated Resource Plan (IRP) Update to show total procurement needs.
(C) Values stated in program terms
(D) Excludes requests to extend Plant Scherer Unit 3 and Plant Gaston Units 1-4 and A beyond 12/31/2028. These extensions are already included in Owned Generating Capacity.
(E) Does not consider planning reserve sharing. Reflects GPC's Target Reserve Margin, resulting from a System Target Reserve Margin of 25.50% (2025-2027) and 26% (2028 and beyond).
(F) Nameplate capacity is not appropriate for resource adequacy planning and results in overstated reserve margins because it does not account for the effective load carrying capability or planning capacity of each resource.
Existing Capability
|  | 2025 | 2026 | 2027 | 2028 | 2029 | 2030 | 2031 | 2032 | 2033 | 2034 | 2035 | 2036 | 2037 | 2038 | 2039 | 2040 | 2041 | 2042 | 2043 | 2044
Owned Generating Capacity (MW) |  | 14615.6694 | 15474.2094 | 16873.0394 | 17130.2794 | 17601.5774 | 17625.1774 | 17570.2234 | 17545.6274 | 17545.6274 | 17545.6274 | 17075.9514 | 13110.6584 | 13110.6584 | 13108.6584 | 12460.2274 | 12460.2274 | 12460.2274 | 12460.2274 | 12460.2274 | 12460.2274
Nuclear |  | 3049.3786 | 3049.3786 | 3049.3786 | 3049.3786 | 3049.3786 | 3049.3786 | 3049.3786 | 3049.3786 | 3049.3786 | 3049.3786 | 3049.3786 | 3049.3786 | 3049.3786 | 3049.3786 | 3049.3786 | 3049.3786 | 3049.3786 | 3049.3786 | 3049.3786 | 3049.3786
| HATCH 1 | 451.401 | 451.401 | 451.401 | 451.401 | 451.401 | 451.401 | 451.401 | 451.401 | 451.401 | 451.401 | 451.401 | 451.401 | 451.401 | 451.401 | 451.401 | 451.401 | 451.401 | 451.401 | 451.401 | 451.401
| HATCH 2 | 454.407 | 454.407 | 454.407 | 454.407 | 454.407 | 454.407 | 454.407 | 454.407 | 454.407 | 454.407 | 454.407 | 454.407 | 454.407 | 454.407 | 454.407 | 454.407 | 454.407 | 454.407 | 454.407 | 454.407
| VOGTLE 1 | 559.6771 | 559.6771 | 559.6771 | 559.6771 | 559.6771 | 559.6771 | 559.6771 | 559.6771 | 559.6771 | 559.6771 | 559.6771 | 559.6771 | 559.6771 | 559.6771 | 559.6771 | 559.6771 | 559.6771 | 559.6771 | 559.6771 | 559.6771
| VOGTLE 2 | 562.9555 | 562.9555 | 562.9555 | 562.9555 | 562.9555 | 562.9555 | 562.9555 | 562.9555 | 562.9555 | 562.9555 | 562.9555 | 562.9555 | 562.9555 | 562.9555 | 562.9555 | 562.9555 | 562.9555 | 562.9555 | 562.9555 | 562.9555
| VOGTLE 3 | 510.469 | 510.469 | 510.469 | 510.469 | 510.469 | 510.469 | 510.469 | 510.469 | 510.469 | 510.469 | 510.469 | 510.469 | 510.469 | 510.469 | 510.469 | 510.469 | 510.469 | 510.469 | 510.469 | 510.469
| VOGTLE 4 | 510.469 | 510.469 | 510.469 | 510.469 | 510.469 | 510.469 | 510.469 | 510.469 | 510.469 | 510.469 | 510.469 | 510.469 | 510.469 | 510.469 | 510.469 | 510.469 | 510.469 | 510.469 | 510.469 | 510.469
Coal |  | 4044.843 | 4044.843 | 4044.843 | 4044.843 | 4044.843 | 4044.843 | 3989.889 | 3965.293 | 3965.293 | 3965.293 | 3965.293 | 0 | 0 | 0 | 0 | 0 | 0 | 0 | 0 | 0
| BOWEN 1 | 740 | 740 | 740 | 740 | 740 | 740 | 740 | 740 | 740 | 740 | 740 | 0 | 0 | 0 | 0 | 0 | 0 | 0 | 0 | 0
| BOWEN 2 | 760 | 760 | 760 | 760 | 760 | 760 | 760 | 760 | 760 | 760 | 760 | 0 | 0 | 0 | 0 | 0 | 0 | 0 | 0 | 0
| BOWEN 3 | 950 | 950 | 950 | 950 | 950 | 950 | 950 | 950 | 950 | 950 | 950 | 0 | 0 | 0 | 0 | 0 | 0 | 0 | 0 | 0
| BOWEN 4 | 910 | 910 | 910 | 910 | 910 | 910 | 910 | 910 | 910 | 910 | 910 | 0 | 0 | 0 | 0 | 0 | 0 | 0 | 0 | 0
| SCHERER 1 | 75.18 | 75.18 | 75.18 | 75.18 | 75.18 | 75.18 | 75.18 | 75.18 | 75.18 | 75.18 | 75.18 | 0 | 0 | 0 | 0 | 0 | 0 | 0 | 0 | 0
| SCHERER 2 | 72.24 | 72.24 | 72.24 | 72.24 | 72.24 | 72.24 | 72.24 | 72.24 | 72.24 | 72.24 | 72.24 | 0 | 0 | 0 | 0 | 0 | 0 | 0 | 0 | 0
| SCHERER 3 | 537.423 | 537.423 | 537.423 | 537.423 | 537.423 | 537.423 | 482.469 | 457.873 | 457.873 | 457.873 | 457.873 | 0 | 0 | 0 | 0 | 0 | 0 | 0 | 0 | 0
| WANSLEY 1 | 0 | 0 | 0 | 0 | 0 | 0 | 0 | 0 | 0 | 0 | 0 | 0 | 0 | 0 | 0 | 0 | 0 | 0 | 0 | 0
| WANSLEY 2 | 0 | 0 | 0 | 0 | 0 | 0 | 0 | 0 | 0 | 0 | 0 | 0 | 0 | 0 | 0 | 0 | 0 | 0 | 0 | 0
Combined Cycle |  | 4168.7 | 4168.7 | 4168.7 | 4168.7 | 4168.7 | 4168.7 | 4168.7 | 4168.7 | 4168.7 | 4168.7 | 4168.7 | 4168.7 | 4168.7 | 4168.7 | 4168.7 | 4168.7 | 4168.7 | 4168.7 | 4168.7 | 4168.7
| MCDONOUGH 4 | 934 | 934 | 934 | 934 | 934 | 934 | 934 | 934 | 934 | 934 | 934 | 934 | 934 | 934 | 934 | 934 | 934 | 934 | 934 | 934
| MCDONOUGH 5 | 928 | 928 | 928 | 928 | 928 | 928 | 928 | 928 | 928 | 928 | 928 | 928 | 928 | 928 | 928 | 928 | 928 | 928 | 928 | 928
| MCDONOUGH 6 | 930 | 930 | 930 | 930 | 930 | 930 | 930 | 930 | 930 | 930 | 930 | 930 | 930 | 930 | 930 | 930 | 930 | 930 | 930 | 930
| MCINTOSH 10 | 691.7 | 691.7 | 691.7 | 691.7 | 691.7 | 691.7 | 691.7 | 691.7 | 691.7 | 691.7 | 691.7 | 691.7 | 691.7 | 691.7 | 691.7 | 691.7 | 691.7 | 691.7 | 691.7 | 691.7
| MCINTOSH 11 | 685 | 685 | 685 | 685 | 685 | 685 | 685 | 685 | 685 | 685 | 685 | 685 | 685 | 685 | 685 | 685 | 685 | 685 | 685 | 685
Oil/Gas Steam |  | 1108.107 | 1108.107 | 1108.107 | 1108.107 | 1108.107 | 1108.107 | 1108.107 | 1108.107 | 1108.107 | 1108.107 | 648.431 | 648.431 | 648.431 | 648.431 | 0 | 0 | 0 | 0 | 0 | 0
| GASTON 1 GAS | 127 | 127 | 127 | 127 | 127 | 127 | 127 | 127 | 127 | 127 | 0 | 0 | 0 | 0 | 0 | 0 | 0 | 0 | 0 | 0
| GASTON 2 GAS | 128 | 128 | 128 | 128 | 128 | 128 | 128 | 128 | 128 | 128 | 0 | 0 | 0 | 0 | 0 | 0 | 0 | 0 | 0 | 0
| GASTON 3 GAS | 102.027 | 102.027 | 102.027 | 102.027 | 102.027 | 102.027 | 102.027 | 102.027 | 102.027 | 102.027 | 0 | 0 | 0 | 0 | 0 | 0 | 0 | 0 | 0 | 0
| GASTON 4 GAS | 102.649 | 102.649 | 102.649 | 102.649 | 102.649 | 102.649 | 102.649 | 102.649 | 102.649 | 102.649 | 0 | 0 | 0 | 0 | 0 | 0 | 0 | 0 | 0 | 0
| YATES 6 GAS | 322.749 | 322.749 | 322.749 | 322.749 | 322.749 | 322.749 | 322.749 | 322.749 | 322.749 | 322.749 | 322.749 | 322.749 | 322.749 | 322.749 | 0 | 0 | 0 | 0 | 0 | 0
| YATES 7 GAS | 325.682 | 325.682 | 325.682 | 325.682 | 325.682 | 325.682 | 325.682 | 325.682 | 325.682 | 325.682 | 325.682 | 325.682 | 325.682 | 325.682 | 0 | 0 | 0 | 0 | 0 | 0
Combustion Turbine |  | 1854.645 | 1854.645 | 2211.265 | 2453.505 | 2924.803 | 2924.803 | 2924.803 | 2924.803 | 2924.803 | 2924.803 | 2914.803 | 2914.803 | 2914.803 | 2914.803 | 2914.803 | 2914.803 | 2914.803 | 2914.803 | 2914.803 | 2914.803
| GASTON A | 9.702 | 9.702 | 9.702 | 9.702 | 10 | 10 | 10 | 10 | 10 | 10 | 0 | 0 | 0 | 0 | 0 | 0 | 0 | 0 | 0 | 0
| MCDONOUGH 3A | 31.434 | 31.434 | 31.434 | 31.434 | 31.434 | 31.434 | 31.434 | 31.434 | 31.434 | 31.434 | 31.434 | 31.434 | 31.434 | 31.434 | 31.434 | 31.434 | 31.434 | 31.434 | 31.434 | 31.434
| MCDONOUGH 3B | 31.434 | 31.434 | 31.434 | 31.434 | 31.434 | 31.434 | 31.434 | 31.434 | 31.434 | 31.434 | 31.434 | 31.434 | 31.434 | 31.434 | 31.434 | 31.434 | 31.434 | 31.434 | 31.434 | 31.434
| MCINTOSH 1A | 94.5 | 94.5 | 94.5 | 94.5 | 94.5 | 94.5 | 94.5 | 94.5 | 94.5 | 94.5 | 94.5 | 94.5 | 94.5 | 94.5 | 94.5 | 94.5 | 94.5 | 94.5 | 94.5 | 94.5
| MCINTOSH 2A | 94.5 | 94.5 | 94.5 | 94.5 | 94.5 | 94.5 | 94.5 | 94.5 | 94.5 | 94.5 | 94.5 | 94.5 | 94.5 | 94.5 | 94.5 | 94.5 | 94.5 | 94.5 | 94.5 | 94.5
| MCINTOSH 3A | 94.5 | 94.5 | 94.5 | 94.5 | 94.5 | 94.5 | 94.5 | 94.5 | 94.5 | 94.5 | 94.5 | 94.5 | 94.5 | 94.5 | 94.5 | 94.5 | 94.5 | 94.5 | 94.5 | 94.5
| MCINTOSH 4A | 94.5 | 94.5 | 94.5 | 94.5 | 94.5 | 94.5 | 94.5 | 94.5 | 94.5 | 94.5 | 94.5 | 94.5 | 94.5 | 94.5 | 94.5 | 94.5 | 94.5 | 94.5 | 94.5 | 94.5
| MCINTOSH 5A | 94.5 | 94.5 | 94.5 | 94.5 | 94.5 | 94.5 | 94.5 | 94.5 | 94.5 | 94.5 | 94.5 | 94.5 | 94.5 | 94.5 | 94.5 | 94.5 | 94.5 | 94.5 | 94.5 | 94.5
| MCINTOSH 6A | 94.5 | 94.5 | 94.5 | 94.5 | 94.5 | 94.5 | 94.5 | 94.5 | 94.5 | 94.5 | 94.5 | 94.5 | 94.5 | 94.5 | 94.5 | 94.5 | 94.5 | 94.5 | 94.5 | 94.5
| MCINTOSH 7A | 94.5 | 94.5 | 94.5 | 94.5 | 94.5 | 94.5 | 94.5 | 94.5 | 94.5 | 94.5 | 94.5 | 94.5 | 94.5 | 94.5 | 94.5 | 94.5 | 94.5 | 94.5 | 94.5 | 94.5
| MCINTOSH 8A | 94.5 | 94.5 | 94.5 | 94.5 | 94.5 | 94.5 | 94.5 | 94.5 | 94.5 | 94.5 | 94.5 | 94.5 | 94.5 | 94.5 | 94.5 | 94.5 | 94.5 | 94.5 | 94.5 | 94.5
| MCMANUS 3A | 55.428 | 55.428 | 55.428 | 55.428 | 55.428 | 55.428 | 55.428 | 55.428 | 55.428 | 55.428 | 55.428 | 55.428 | 55.428 | 55.428 | 55.428 | 55.428 | 55.428 | 55.428 | 55.428 | 55.428
| MCMANUS 3B | 55.428 | 55.428 | 55.428 | 55.428 | 55.428 | 55.428 | 55.428 | 55.428 | 55.428 | 55.428 | 55.428 | 55.428 | 55.428 | 55.428 | 55.428 | 55.428 | 55.428 | 55.428 | 55.428 | 55.428
| MCMANUS 3C | 55.428 | 55.428 | 55.428 | 55.428 | 55.428 | 55.428 | 55.428 | 55.428 | 55.428 | 55.428 | 55.428 | 55.428 | 55.428 | 55.428 | 55.428 | 55.428 | 55.428 | 55.428 | 55.428 | 55.428
| MCMANUS 4A | 55.391 | 55.391 | 55.391 | 55.391 | 55.391 | 55.391 | 55.391 | 55.391 | 55.391 | 55.391 | 55.391 | 55.391 | 55.391 | 55.391 | 55.391 | 55.391 | 55.391 | 55.391 | 55.391 | 55.391
| MCMANUS 4B | 55.391 | 55.391 | 55.391 | 55.391 | 55.391 | 55.391 | 55.391 | 55.391 | 55.391 | 55.391 | 55.391 | 55.391 | 55.391 | 55.391 | 55.391 | 55.391 | 55.391 | 55.391 | 55.391 | 55.391
| MCMANUS 4C | 55.391 | 55.391 | 55.391 | 55.391 | 55.391 | 55.391 | 55.391 | 55.391 | 55.391 | 55.391 | 55.391 | 55.391 | 55.391 | 55.391 | 55.391 | 55.391 | 55.391 | 55.391 | 55.391 | 55.391
| MCMANUS 4D | 55.391 | 55.391 | 55.391 | 55.391 | 55.391 | 55.391 | 55.391 | 55.391 | 55.391 | 55.391 | 55.391 | 55.391 | 55.391 | 55.391 | 55.391 | 55.391 | 55.391 | 55.391 | 55.391 | 55.391
| MCMANUS 4E | 55.391 | 55.391 | 55.391 | 55.391 | 55.391 | 55.391 | 55.391 | 55.391 | 55.391 | 55.391 | 55.391 | 55.391 | 55.391 | 55.391 | 55.391 | 55.391 | 55.391 | 55.391 | 55.391 | 55.391
| MCMANUS 4F | 55.391 | 55.391 | 55.391 | 55.391 | 55.391 | 55.391 | 55.391 | 55.391 | 55.391 | 55.391 | 55.391 | 55.391 | 55.391 | 55.391 | 55.391 | 55.391 | 55.391 | 55.391 | 55.391 | 55.391
| MCMANUS DIESEL | 0 | 0 | 0 | 0 | 0 | 0 | 0 | 0 | 0 | 0 | 0 | 0 | 0 | 0 | 0 | 0 | 0 | 0 | 0 | 0
| WANSLEY 5A | 0 | 0 | 0 | 0 | 0 | 0 | 0 | 0 | 0 | 0 | 0 | 0 | 0 | 0 | 0 | 0 | 0 | 0 | 0 | 0
| WARNER ROBINS 1 | 93 | 93 | 93 | 93 | 93 | 93 | 93 | 93 | 93 | 93 | 93 | 93 | 93 | 93 | 93 | 93 | 93 | 93 | 93 | 93
| WARNER ROBINS 2 | 93 | 93 | 93 | 93 | 93 | 93 | 93 | 93 | 93 | 93 | 93 | 93 | 93 | 93 | 93 | 93 | 93 | 93 | 93 | 93
| WILSON 1A | 65.533 | 65.533 | 65.533 | 65.533 | 65.533 | 65.533 | 65.533 | 65.533 | 65.533 | 65.533 | 65.533 | 65.533 | 65.533 | 65.533 | 65.533 | 65.533 | 65.533 | 65.533 | 65.533 | 65.533
| WILSON 1B | 64.996 | 64.996 | 64.996 | 64.996 | 64.996 | 64.996 | 64.996 | 64.996 | 64.996 | 64.996 | 64.996 | 64.996 | 64.996 | 64.996 | 64.996 | 64.996 | 64.996 | 64.996 | 64.996 | 64.996
| WILSON 1C | 53.247 | 53.247 | 53.247 | 53.247 | 53.247 | 53.247 | 53.247 | 53.247 | 53.247 | 53.247 | 53.247 | 53.247 | 53.247 | 53.247 | 53.247 | 53.247 | 53.247 | 53.247 | 53.247 | 53.247
| WILSON 1D | 39.533 | 39.533 | 39.533 | 39.533 | 39.533 | 39.533 | 39.533 | 39.533 | 39.533 | 39.533 | 39.533 | 39.533 | 39.533 | 39.533 | 39.533 | 39.533 | 39.533 | 39.533 | 39.533 | 39.533
| WILSON 1E | 59.068 | 59.068 | 59.068 | 59.068 | 59.068 | 59.068 | 59.068 | 59.068 | 59.068 | 59.068 | 59.068 | 59.068 | 59.068 | 59.068 | 59.068 | 59.068 | 59.068 | 59.068 | 59.068 | 59.068
| WILSON 1F | 59.068 | 59.068 | 59.068 | 59.068 | 59.068 | 59.068 | 59.068 | 59.068 | 59.068 | 59.068 | 59.068 | 59.068 | 59.068 | 59.068 | 59.068 | 59.068 | 59.068 | 59.068 | 59.068 | 59.068
| WILSON DIESEL | 0 | 0 | 0 | 0 | 0 | 0 | 0 | 0 | 0 | 0 | 0 | 0 | 0 | 0 | 0 | 0 | 0 | 0 | 0 | 0
| YATES 10 | 0 | 0 | 0 | 199.62 | 356.62 | 356.62 | 356.62 | 356.62 | 356.62 | 356.62 | 356.62 | 356.62 | 356.62 | 356.62 | 356.62 | 356.62 | 356.62 | 356.62 | 356.62 | 356.62
| YATES 8 | 0 | 0 | 356.62 | 199.62 | 356.62 | 356.62 | 356.62 | 356.62 | 356.62 | 356.62 | 356.62 | 356.62 | 356.62 | 356.62 | 356.62 | 356.62 | 356.62 | 356.62 | 356.62 | 356.62
| YATES 9 | 0 | 0 | 0 | 199.62 | 356.62 | 356.62 | 356.62 | 356.62 | 356.62 | 356.62 | 356.62 | 356.62 | 356.62 | 356.62 | 356.62 | 356.62 | 356.62 | 356.62 | 356.62 | 356.62
Pump Storage |  | 403.3419 | 403.3419 | 403.3419 | 403.3419 | 403.3419 | 403.3419 | 403.3419 | 403.3419 | 403.3419 | 403.3419 | 403.3419 | 403.3419 | 403.3419 | 403.3419 | 403.3419 | 403.3419 | 403.3419 | 403.3419 | 403.3419 | 403.3419
| ROCKY MTN 1 PS | 63.3806 | 63.3806 | 63.3806 | 63.3806 | 63.3806 | 63.3806 | 63.3806 | 63.3806 | 63.3806 | 63.3806 | 63.3806 | 63.3806 | 63.3806 | 63.3806 | 63.3806 | 63.3806 | 63.3806 | 63.3806 | 63.3806 | 63.3806
| ROCKY MTN 2 PS | 63.3806 | 63.3806 | 63.3806 | 63.3806 | 63.3806 | 63.3806 | 63.3806 | 63.3806 | 63.3806 | 63.3806 | 63.3806 | 63.3806 | 63.3806 | 63.3806 | 63.3806 | 63.3806 | 63.3806 | 63.3806 | 63.3806 | 63.3806
| ROCKY MTN 3 PS | 63.3806 | 63.3806 | 63.3806 | 63.3806 | 63.3806 | 63.3806 | 63.3806 | 63.3806 | 63.3806 | 63.3806 | 63.3806 | 63.3806 | 63.3806 | 63.3806 | 63.3806 | 63.3806 | 63.3806 | 63.3806 | 63.3806 | 63.3806
| WALLACE DAM 1 PS | 53.3 | 53.3 | 53.3 | 53.3 | 53.3 | 53.3 | 53.3 | 53.3 | 53.3 | 53.3 | 53.3 | 53.3 | 53.3 | 53.3 | 53.3 | 53.3 | 53.3 | 53.3 | 53.3 | 53.3
| WALLACE DAM 2 PS | 53.3 | 53.3 | 53.3 | 53.3 | 53.3 | 53.3 | 53.3 | 53.3 | 53.3 | 53.3 | 53.3 | 53.3 | 53.3 | 53.3 | 53.3 | 53.3 | 53.3 | 53.3 | 53.3 | 53.3
| WALLACE DAM 5 PS | 53.3 | 53.3 | 53.3 | 53.3 | 53.3 | 53.3 | 53.3 | 53.3 | 53.3 | 53.3 | 53.3 | 53.3 | 53.3 | 53.3 | 53.3 | 53.3 | 53.3 | 53.3 | 53.3 | 53.3
| WALLACE DAM 6 PS | 53.3 | 53.3 | 53.3 | 53.3 | 53.3 | 53.3 | 53.3 | 53.3 | 53.3 | 53.3 | 53.3 | 53.3 | 53.3 | 53.3 | 53.3 | 53.3 | 53.3 | 53.3 | 53.3 | 53.3
Hydro |  | 677.9 | 691 | 696.82 | 696.82 | 696.82 | 696.82 | 696.82 | 696.82 | 696.82 | 696.82 | 696.82 | 696.82 | 696.82 | 696.82 | 696.82 | 696.82 | 696.82 | 696.82 | 696.82 | 696.82
| BARTLETT'S FERRY 1 HY | 16.74 | 16.74 | 16.74 | 16.74 | 16.74 | 16.74 | 16.74 | 16.74 | 16.74 | 16.74 | 16.74 | 16.74 | 16.74 | 16.74 | 16.74 | 16.74 | 16.74 | 16.74 | 16.74 | 16.74
| BARTLETT'S FERRY 2 HY | 16.74 | 16.74 | 16.74 | 16.74 | 16.74 | 16.74 | 16.74 | 16.74 | 16.74 | 16.74 | 16.74 | 16.74 | 16.74 | 16.74 | 16.74 | 16.74 | 16.74 | 16.74 | 16.74 | 16.74
| BARTLETT'S FERRY 3 HY | 16.74 | 16.74 | 16.74 | 16.74 | 16.74 | 16.74 | 16.74 | 16.74 | 16.74 | 16.74 | 16.74 | 16.74 | 16.74 | 16.74 | 16.74 | 16.74 | 16.74 | 16.74 | 16.74 | 16.74
| BARTLETT'S FERRY 4 HY | 22.31 | 22.31 | 22.31 | 22.31 | 22.31 | 22.31 | 22.31 | 22.31 | 22.31 | 22.31 | 22.31 | 22.31 | 22.31 | 22.31 | 22.31 | 22.31 | 22.31 | 22.31 | 22.31 | 22.31
| BARTLETT'S FERRY 5 HY | 60.29 | 60.29 | 60.29 | 60.29 | 60.29 | 60.29 | 60.29 | 60.29 | 60.29 | 60.29 | 60.29 | 60.29 | 60.29 | 60.29 | 60.29 | 60.29 | 60.29 | 60.29 | 60.29 | 60.29
| BARTLETT'S FERRY 6 HY | 60.29 | 60.29 | 60.29 | 60.29 | 60.29 | 60.29 | 60.29 | 60.29 | 60.29 | 60.29 | 60.29 | 60.29 | 60.29 | 60.29 | 60.29 | 60.29 | 60.29 | 60.29 | 60.29 | 60.29
| BURTON 1 HY | 4.35 | 4.35 | 4.35 | 4.35 | 4.35 | 4.35 | 4.35 | 4.35 | 4.35 | 4.35 | 4.35 | 4.35 | 4.35 | 4.35 | 4.35 | 4.35 | 4.35 | 4.35 | 4.35 | 4.35
| BURTON 2 HY | 4.35 | 4.35 | 4.35 | 4.35 | 4.35 | 4.35 | 4.35 | 4.35 | 4.35 | 4.35 | 4.35 | 4.35 | 4.35 | 4.35 | 4.35 | 4.35 | 4.35 | 4.35 | 4.35 | 4.35
| ESTATOAH 1 HY | 0 | 0 | 0 | 0 | 0 | 0 | 0 | 0 | 0 | 0 | 0 | 0 | 0 | 0 | 0 | 0 | 0 | 0 | 0 | 0
| FLINT RIVER 1 HY | 1.9 | 1.9 | 1.9 | 1.9 | 1.9 | 1.9 | 1.9 | 1.9 | 1.9 | 1.9 | 1.9 | 1.9 | 1.9 | 1.9 | 1.9 | 1.9 | 1.9 | 1.9 | 1.9 | 1.9
| FLINT RIVER 2 HY | 1.9 | 1.9 | 1.9 | 1.9 | 1.9 | 1.9 | 1.9 | 1.9 | 1.9 | 1.9 | 1.9 | 1.9 | 1.9 | 1.9 | 1.9 | 1.9 | 1.9 | 1.9 | 1.9 | 1.9
| FLINT RIVER 3 HY | 1.9 | 1.9 | 1.9 | 1.9 | 1.9 | 1.9 | 1.9 | 1.9 | 1.9 | 1.9 | 1.9 | 1.9 | 1.9 | 1.9 | 1.9 | 1.9 | 1.9 | 1.9 | 1.9 | 1.9
| GOAT ROCK 3 HY | 5.12 | 5.12 | 5.12 | 5.12 | 5.12 | 5.12 | 5.12 | 5.12 | 5.12 | 5.12 | 5.12 | 5.12 | 5.12 | 5.12 | 5.12 | 5.12 | 5.12 | 5.12 | 5.12 | 5.12
| GOAT ROCK 4 HY | 0 | 0 | 0 | 0 | 0 | 0 | 0 | 0 | 0 | 0 | 0 | 0 | 0 | 0 | 0 | 0 | 0 | 0 | 0 | 0
| GOAT ROCK 5 HY | 0 | 0 | 0 | 0 | 0 | 0 | 0 | 0 | 0 | 0 | 0 | 0 | 0 | 0 | 0 | 0 | 0 | 0 | 0 | 0
| GOAT ROCK 6 HY | 5.12 | 5.12 | 5.12 | 5.12 | 5.12 | 5.12 | 5.12 | 5.12 | 5.12 | 5.12 | 5.12 | 5.12 | 5.12 | 5.12 | 5.12 | 5.12 | 5.12 | 5.12 | 5.12 | 5.12
| GOAT ROCK 7 HY | 9.52 | 9.52 | 9.52 | 9.52 | 9.52 | 9.52 | 9.52 | 9.52 | 9.52 | 9.52 | 9.52 | 9.52 | 9.52 | 9.52 | 9.52 | 9.52 | 9.52 | 9.52 | 9.52 | 9.52
| GOAT ROCK 8 HY | 9.52 | 9.52 | 9.52 | 9.52 | 9.52 | 9.52 | 9.52 | 9.52 | 9.52 | 9.52 | 9.52 | 9.52 | 9.52 | 9.52 | 9.52 | 9.52 | 9.52 | 9.52 | 9.52 | 9.52
| LANGDALE 5 HY | 0 | 0 | 0 | 0 | 0 | 0 | 0 | 0 | 0 | 0 | 0 | 0 | 0 | 0 | 0 | 0 | 0 | 0 | 0 | 0
| LANGDALE 6 HY | 0 | 0 | 0 | 0 | 0 | 0 | 0 | 0 | 0 | 0 | 0 | 0 | 0 | 0 | 0 | 0 | 0 | 0 | 0 | 0
| LLOYD SHOALS 1 HY | 3.75 | 3.75 | 3.75 | 3.75 | 3.75 | 3.75 | 3.75 | 3.75 | 3.75 | 3.75 | 3.75 | 3.75 | 3.75 | 3.75 | 3.75 | 3.75 | 3.75 | 3.75 | 3.75 | 3.75
| LLOYD SHOALS 2 HY | 3.75 | 3.75 | 3.75 | 3.75 | 3.75 | 3.75 | 3.75 | 3.75 | 3.75 | 3.75 | 3.75 | 3.75 | 3.75 | 3.75 | 3.75 | 3.75 | 3.75 | 3.75 | 3.75 | 3.75
| LLOYD SHOALS 3 HY | 3.75 | 3.75 | 3.75 | 3.75 | 3.75 | 3.75 | 3.75 | 3.75 | 3.75 | 3.75 | 3.75 | 3.75 | 3.75 | 3.75 | 3.75 | 3.75 | 3.75 | 3.75 | 3.75 | 3.75
| LLOYD SHOALS 4 HY | 3.75 | 3.75 | 3.75 | 3.75 | 3.75 | 3.75 | 3.75 | 3.75 | 3.75 | 3.75 | 3.75 | 3.75 | 3.75 | 3.75 | 3.75 | 3.75 | 3.75 | 3.75 | 3.75 | 3.75
| LLOYD SHOALS 5 HY | 3.75 | 3.75 | 3.75 | 3.75 | 3.75 | 3.75 | 3.75 | 3.75 | 3.75 | 3.75 | 3.75 | 3.75 | 3.75 | 3.75 | 3.75 | 3.75 | 3.75 | 3.75 | 3.75 | 3.75
| LLOYD SHOALS 6 HY | 3.75 | 3.75 | 3.75 | 3.75 | 3.75 | 3.75 | 3.75 | 3.75 | 3.75 | 3.75 | 3.75 | 3.75 | 3.75 | 3.75 | 3.75 | 3.75 | 3.75 | 3.75 | 3.75 | 3.75
| MORGAN FALLS 1 HY | 1.67 | 1.67 | 1.67 | 1.67 | 1.67 | 1.67 | 1.67 | 1.67 | 1.67 | 1.67 | 1.67 | 1.67 | 1.67 | 1.67 | 1.67 | 1.67 | 1.67 | 1.67 | 1.67 | 1.67
| MORGAN FALLS 2 HY | 1.67 | 1.67 | 1.67 | 1.67 | 1.67 | 1.67 | 1.67 | 1.67 | 1.67 | 1.67 | 1.67 | 1.67 | 1.67 | 1.67 | 1.67 | 1.67 | 1.67 | 1.67 | 1.67 | 1.67
| MORGAN FALLS 3 HY | 0 | 0 | 0 | 0 | 0 | 0 | 0 | 0 | 0 | 0 | 0 | 0 | 0 | 0 | 0 | 0 | 0 | 0 | 0 | 0
| MORGAN FALLS 4 HY | 0 | 0 | 0 | 0 | 0 | 0 | 0 | 0 | 0 | 0 | 0 | 0 | 0 | 0 | 0 | 0 | 0 | 0 | 0 | 0
| MORGAN FALLS 5 HY | 1.67 | 1.67 | 1.67 | 1.67 | 1.67 | 1.67 | 1.67 | 1.67 | 1.67 | 1.67 | 1.67 | 1.67 | 1.67 | 1.67 | 1.67 | 1.67 | 1.67 | 1.67 | 1.67 | 1.67
| MORGAN FALLS 6 HY | 1.67 | 1.67 | 1.67 | 1.67 | 1.67 | 1.67 | 1.67 | 1.67 | 1.67 | 1.67 | 1.67 | 1.67 | 1.67 | 1.67 | 1.67 | 1.67 | 1.67 | 1.67 | 1.67 | 1.67
| MORGAN FALLS 7 HY | 1.67 | 1.67 | 1.67 | 1.67 | 1.67 | 1.67 | 1.67 | 1.67 | 1.67 | 1.67 | 1.67 | 1.67 | 1.67 | 1.67 | 1.67 | 1.67 | 1.67 | 1.67 | 1.67 | 1.67
| NACOOCHEE 1 HY | 3 | 3 | 3 | 3 | 3 | 3 | 3 | 3 | 3 | 3 | 3 | 3 | 3 | 3 | 3 | 3 | 3 | 3 | 3 | 3
| NACOOCHEE 2 HY | 3 | 3 | 3 | 3 | 3 | 3 | 3 | 3 | 3 | 3 | 3 | 3 | 3 | 3 | 3 | 3 | 3 | 3 | 3 | 3
| NORTH HIGHLANDS 1 HY | 10.82 | 10.82 | 10.82 | 10.82 | 10.82 | 10.82 | 10.82 | 10.82 | 10.82 | 10.82 | 10.82 | 10.82 | 10.82 | 10.82 | 10.82 | 10.82 | 10.82 | 10.82 | 10.82 | 10.82
| NORTH HIGHLANDS 2 HY | 10.82 | 10.82 | 10.82 | 10.82 | 10.82 | 10.82 | 10.82 | 10.82 | 10.82 | 10.82 | 10.82 | 10.82 | 10.82 | 10.82 | 10.82 | 10.82 | 10.82 | 10.82 | 10.82 | 10.82
| NORTH HIGHLANDS 3 HY | 10.82 | 10.82 | 10.82 | 10.82 | 10.82 | 10.82 | 10.82 | 10.82 | 10.82 | 10.82 | 10.82 | 10.82 | 10.82 | 10.82 | 10.82 | 10.82 | 10.82 | 10.82 | 10.82 | 10.82
| NORTH HIGHLANDS 4 HY | 2.35 | 2.35 | 2.35 | 2.35 | 2.35 | 2.35 | 2.35 | 2.35 | 2.35 | 2.35 | 2.35 | 2.35 | 2.35 | 2.35 | 2.35 | 2.35 | 2.35 | 2.35 | 2.35 | 2.35
| OLIVER 1 HY | 17.46 | 17.46 | 17.46 | 17.46 | 17.46 | 17.46 | 17.46 | 17.46 | 17.46 | 17.46 | 17.46 | 17.46 | 17.46 | 17.46 | 17.46 | 17.46 | 17.46 | 17.46 | 17.46 | 17.46
| OLIVER 2 HY | 17.46 | 17.46 | 17.46 | 17.46 | 17.46 | 17.46 | 17.46 | 17.46 | 17.46 | 17.46 | 17.46 | 17.46 | 17.46 | 17.46 | 17.46 | 17.46 | 17.46 | 17.46 | 17.46 | 17.46
| OLIVER 3 HY | 17.46 | 17.46 | 17.46 | 17.46 | 17.46 | 17.46 | 17.46 | 17.46 | 17.46 | 17.46 | 17.46 | 17.46 | 17.46 | 17.46 | 17.46 | 17.46 | 17.46 | 17.46 | 17.46 | 17.46
| OLIVER 4 HY | 0 | 0 | 5.82 | 5.82 | 5.82 | 5.82 | 5.82 | 5.82 | 5.82 | 5.82 | 5.82 | 5.82 | 5.82 | 5.82 | 5.82 | 5.82 | 5.82 | 5.82 | 5.82 | 5.82
| RIVERVIEW 1 HY | 0 | 0 | 0 | 0 | 0 | 0 | 0 | 0 | 0 | 0 | 0 | 0 | 0 | 0 | 0 | 0 | 0 | 0 | 0 | 0
| RIVERVIEW 2 HY | 0 | 0 | 0 | 0 | 0 | 0 | 0 | 0 | 0 | 0 | 0 | 0 | 0 | 0 | 0 | 0 | 0 | 0 | 0 | 0
| SINCLAIR 1 HY | 21.95 | 21.95 | 21.95 | 21.95 | 21.95 | 21.95 | 21.95 | 21.95 | 21.95 | 21.95 | 21.95 | 21.95 | 21.95 | 21.95 | 21.95 | 21.95 | 21.95 | 21.95 | 21.95 | 21.95
| SINCLAIR 2 HY | 21.95 | 21.95 | 21.95 | 21.95 | 21.95 | 21.95 | 21.95 | 21.95 | 21.95 | 21.95 | 21.95 | 21.95 | 21.95 | 21.95 | 21.95 | 21.95 | 21.95 | 21.95 | 21.95 | 21.95
| TALLULAH 1 HY | 12.15 | 12.15 | 12.15 | 12.15 | 12.15 | 12.15 | 12.15 | 12.15 | 12.15 | 12.15 | 12.15 | 12.15 | 12.15 | 12.15 | 12.15 | 12.15 | 12.15 | 12.15 | 12.15 | 12.15
| TALLULAH 2 HY | 12.15 | 12.15 | 12.15 | 12.15 | 12.15 | 12.15 | 12.15 | 12.15 | 12.15 | 12.15 | 12.15 | 12.15 | 12.15 | 12.15 | 12.15 | 12.15 | 12.15 | 12.15 | 12.15 | 12.15
| TALLULAH 3 HY | 12.15 | 12.15 | 12.15 | 12.15 | 12.15 | 12.15 | 12.15 | 12.15 | 12.15 | 12.15 | 12.15 | 12.15 | 12.15 | 12.15 | 12.15 | 12.15 | 12.15 | 12.15 | 12.15 | 12.15
| TALLULAH 4 HY | 12.15 | 12.15 | 12.15 | 12.15 | 12.15 | 12.15 | 12.15 | 12.15 | 12.15 | 12.15 | 12.15 | 12.15 | 12.15 | 12.15 | 12.15 | 12.15 | 12.15 | 12.15 | 12.15 | 12.15
| TALLULAH 5 HY | 12.15 | 12.15 | 12.15 | 12.15 | 12.15 | 12.15 | 12.15 | 12.15 | 12.15 | 12.15 | 12.15 | 12.15 | 12.15 | 12.15 | 12.15 | 12.15 | 12.15 | 12.15 | 12.15 | 12.15
| TALLULAH 6 HY | 12.15 | 12.15 | 12.15 | 12.15 | 12.15 | 12.15 | 12.15 | 12.15 | 12.15 | 12.15 | 12.15 | 12.15 | 12.15 | 12.15 | 12.15 | 12.15 | 12.15 | 12.15 | 12.15 | 12.15
| TERRORA 1 HY | 8.75 | 8.75 | 8.75 | 8.75 | 8.75 | 8.75 | 8.75 | 8.75 | 8.75 | 8.75 | 8.75 | 8.75 | 8.75 | 8.75 | 8.75 | 8.75 | 8.75 | 8.75 | 8.75 | 8.75
| TERRORA 2 HY | 8.75 | 8.75 | 8.75 | 8.75 | 8.75 | 8.75 | 8.75 | 8.75 | 8.75 | 8.75 | 8.75 | 8.75 | 8.75 | 8.75 | 8.75 | 8.75 | 8.75 | 8.75 | 8.75 | 8.75
| TUGALO 1 HY | 13.1 | 13.1 | 13.1 | 13.1 | 13.1 | 13.1 | 13.1 | 13.1 | 13.1 | 13.1 | 13.1 | 13.1 | 13.1 | 13.1 | 13.1 | 13.1 | 13.1 | 13.1 | 13.1 | 13.1
| TUGALO 2 HY | 13.1 | 13.1 | 13.1 | 13.1 | 13.1 | 13.1 | 13.1 | 13.1 | 13.1 | 13.1 | 13.1 | 13.1 | 13.1 | 13.1 | 13.1 | 13.1 | 13.1 | 13.1 | 13.1 | 13.1
| TUGALO 3 HY | 13.1 | 13.1 | 13.1 | 13.1 | 13.1 | 13.1 | 13.1 | 13.1 | 13.1 | 13.1 | 13.1 | 13.1 | 13.1 | 13.1 | 13.1 | 13.1 | 13.1 | 13.1 | 13.1 | 13.1
| TUGALO 4 HY | 0 | 13.1 | 13.1 | 13.1 | 13.1 | 13.1 | 13.1 | 13.1 | 13.1 | 13.1 | 13.1 | 13.1 | 13.1 | 13.1 | 13.1 | 13.1 | 13.1 | 13.1 | 13.1 | 13.1
| WALLACE DAM 3 HY | 57.44 | 57.44 | 57.44 | 57.44 | 57.44 | 57.44 | 57.44 | 57.44 | 57.44 | 57.44 | 57.44 | 57.44 | 57.44 | 57.44 | 57.44 | 57.44 | 57.44 | 57.44 | 57.44 | 57.44
| WALLACE DAM 4 HY | 57.44 | 57.44 | 57.44 | 57.44 | 57.44 | 57.44 | 57.44 | 57.44 | 57.44 | 57.44 | 57.44 | 57.44 | 57.44 | 57.44 | 57.44 | 57.44 | 57.44 | 57.44 | 57.44 | 57.44
| YONAH 1 HY | 9.53 | 9.53 | 9.53 | 9.53 | 9.53 | 9.53 | 9.53 | 9.53 | 9.53 | 9.53 | 9.53 | 9.53 | 9.53 | 9.53 | 9.53 | 9.53 | 9.53 | 9.53 | 9.53 | 9.53
| YONAH 2 HY | 9.53 | 9.53 | 9.53 | 9.53 | 9.53 | 9.53 | 9.53 | 9.53 | 9.53 | 9.53 | 9.53 | 9.53 | 9.53 | 9.53 | 9.53 | 9.53 | 9.53 | 9.53 | 9.53 | 9.53
| YONAH 3 HY | 9.53 | 9.53 | 9.53 | 9.53 | 9.53 | 9.53 | 9.53 | 9.53 | 9.53 | 9.53 | 9.53 | 9.53 | 9.53 | 9.53 | 9.53 | 9.53 | 9.53 | 9.53 | 9.53 | 9.53
Solar |  | 360.584 | 360.584 | 360.584 | 360.584 | 360.584 | 384.184 | 384.184 | 384.184 | 384.184 | 384.184 | 384.184 | 384.184 | 384.184 | 384.184 | 384.184 | 384.184 | 384.184 | 384.184 | 384.184 | 384.184
| COMMUNITY SOLAR - COMER | 2.16 | 2.16 | 2.16 | 2.16 | 2.16 | 2.16 | 2.16 | 2.16 | 2.16 | 2.16 | 2.16 | 2.16 | 2.16 | 2.16 | 2.16 | 2.16 | 2.16 | 2.16 | 2.16 | 2.16
| COMMUNITY SOLAR - GUYTON | 3.6 | 3.6 | 3.6 | 3.6 | 3.6 | 3.6 | 3.6 | 3.6 | 3.6 | 3.6 | 3.6 | 3.6 | 3.6 | 3.6 | 3.6 | 3.6 | 3.6 | 3.6 | 3.6 | 3.6
| COMMUNITY SOLAR - WAYNESBORO | 2.4 | 2.4 | 2.4 | 2.4 | 2.4 | 2.4 | 2.4 | 2.4 | 2.4 | 2.4 | 2.4 | 2.4 | 2.4 | 2.4 | 2.4 | 2.4 | 2.4 | 2.4 | 2.4 | 2.4
| FALCONS | 1.02 | 1.02 | 1.02 | 1.02 | 1.02 | 1.02 | 1.02 | 1.02 | 1.02 | 1.02 | 1.02 | 1.02 | 1.02 | 1.02 | 1.02 | 1.02 | 1.02 | 1.02 | 1.02 | 1.02
| FORT BENNING | 30 | 30 | 30 | 30 | 30 | 30 | 30 | 30 | 30 | 30 | 30 | 30 | 30 | 30 | 30 | 30 | 30 | 30 | 30 | 30
| FORT GORDON | 30 | 30 | 30 | 30 | 30 | 30 | 30 | 30 | 30 | 30 | 30 | 30 | 30 | 30 | 30 | 30 | 30 | 30 | 30 | 30
| FORT STEWART SOLAR | 30 | 30 | 30 | 30 | 30 | 30 | 30 | 30 | 30 | 30 | 30 | 30 | 30 | 30 | 30 | 30 | 30 | 30 | 30 | 30
| FORT VALLEY STATE UNIVERSITY | 10.8 | 10.8 | 10.8 | 10.8 | 10.8 | 10.8 | 10.8 | 10.8 | 10.8 | 10.8 | 10.8 | 10.8 | 10.8 | 10.8 | 10.8 | 10.8 | 10.8 | 10.8 | 10.8 | 10.8
| KINGS BAY SOLAR | 30.16 | 30.16 | 30.16 | 30.16 | 30.16 | 30.16 | 30.16 | 30.16 | 30.16 | 30.16 | 30.16 | 30.16 | 30.16 | 30.16 | 30.16 | 30.16 | 30.16 | 30.16 | 30.16 | 30.16
| MCINTOSH CLOSED ASH POND | 10 | 10 | 10 | 10 | 10 | 10 | 10 | 10 | 10 | 10 | 10 | 10 | 10 | 10 | 10 | 10 | 10 | 10 | 10 | 10
| MCLB | 31.16 | 31.16 | 31.16 | 31.16 | 31.16 | 31.16 | 31.16 | 31.16 | 31.16 | 31.16 | 31.16 | 31.16 | 31.16 | 31.16 | 31.16 | 31.16 | 31.16 | 31.16 | 31.16 | 31.16
| MOODY AFB | 49.5 | 49.5 | 49.5 | 49.5 | 49.5 | 49.5 | 49.5 | 49.5 | 49.5 | 49.5 | 49.5 | 49.5 | 49.5 | 49.5 | 49.5 | 49.5 | 49.5 | 49.5 | 49.5 | 49.5
| RIGHT OF WAY SOLAR | 0.8 | 0.8 | 0.8 | 0.8 | 0.8 | 0.8 | 0.8 | 0.8 | 0.8 | 0.8 | 0.8 | 0.8 | 0.8 | 0.8 | 0.8 | 0.8 | 0.8 | 0.8 | 0.8 | 0.8
| ROBINS AFB | 128 | 128 | 128 | 128 | 128 | 128 | 128 | 128 | 128 | 128 | 128 | 128 | 128 | 128 | 128 | 128 | 128 | 128 | 128 | 128
| UGA SOLAR | 0.984 | 0.984 | 0.984 | 0.984 | 0.984 | 0.984 | 0.984 | 0.984 | 0.984 | 0.984 | 0.984 | 0.984 | 0.984 | 0.984 | 0.984 | 0.984 | 0.984 | 0.984 | 0.984 | 0.984
| Unassigned Self-Build Solar | 0 | 0 | 0 | 0 | 0 | 23.6 | 23.6 | 23.6 | 23.6 | 23.6 | 23.6 | 23.6 | 23.6 | 23.6 | 23.6 | 23.6 | 23.6 | 23.6 | 23.6 | 23.6
System Sales |  | -1051.83 | -206.39 | 2e-21 | 2e-21 | 2e-21 | 2e-21 | 2e-21 | 2e-21 | 2e-21 | 2e-21 | 2e-21 | 2e-21 | 2e-21 | 2e-21 | 2e-21 | 2e-21 | 2e-21 | 2e-21 | 2e-21 | 2e-21
| SYSTEM SALE | -1051.83 | -206.39 | 2e-21 | 2e-21 | 2e-21 | 2e-21 | 2e-21 | 2e-21 | 2e-21 | 2e-21 | 2e-21 | 2e-21 | 2e-21 | 2e-21 | 2e-21 | 2e-21 | 2e-21 | 2e-21 | 2e-21 | 2e-21
Purchased Generating Capacity (MW) |  | 8778.769 | 9343.789 | 9343.789 | 9604.381 | 8824.381 | 11769.381 | 10177.74 | 10177.74 | 10122.29 | 10104.301 | 8765.341 | 7919.633 | 7791.455 | 7439.666 | 7439.663 | 7079.183 | 6999.263 | 6985.553 | 6972.316 | 6970.346
| 2019 IRP RENEWABLES - DG S2230 | 4.8 | 4.8 | 4.8 | 4.8 | 4.8 | 4.8 | 4.8 | 4.8 | 4.8 | 4.8 | 4.8 | 4.8 | 4.8 | 4.8 | 4.8 | 4.8 | 4.8 | 4.8 | 4.8 | 4.8
| 2019 IRP RENEWABLES - DG S2330 | 36.04 | 36.04 | 36.04 | 36.04 | 36.04 | 36.04 | 36.04 | 36.04 | 36.04 | 36.04 | 36.04 | 36.04 | 36.04 | 36.04 | 36.04 | 36.04 | 36.04 | 36.04 | 36.04 | 36.04
| 2019 IRP RENEWABLES - DG S2430 | 0.6 | 0.6 | 0.6 | 0.6 | 0.6 | 0.6 | 0.6 | 0.6 | 0.6 | 0.6 | 0.6 | 0.6 | 0.6 | 0.6 | 0.6 | 0.6 | 0.6 | 0.6 | 0.6 | 0.6
| 2019 IRP RENEWABLES - DG W2330 | 24.346 | 24.346 | 24.346 | 24.346 | 24.346 | 24.346 | 24.346 | 24.346 | 24.346 | 24.346 | 24.346 | 24.346 | 24.346 | 24.346 | 24.346 | 24.346 | 24.346 | 24.346 | 24.346 | 24.346
| 2019 IRP RENEWABLES - DG W2430 | 23.18 | 23.18 | 23.18 | 23.18 | 23.18 | 23.18 | 23.18 | 23.18 | 23.18 | 23.18 | 23.18 | 23.18 | 23.18 | 23.18 | 23.18 | 23.18 | 23.18 | 23.18 | 23.18 | 23.18
| 2022 IRP BIOMASS - AGE | 0 | 0 | 0 | 0 | 0 | 70 | 70 | 70 | 70 | 70 | 70 | 70 | 70 | 70 | 70 | 70 | 70 | 70 | 70 | 70
| 2022 IRP ESS RFP | 0 | 0 | 0 | 0 | 500 | 500 | 500 | 500 | 500 | 500 | 500 | 500 | 500 | 500 | 500 | 500 | 500 | 500 | 500 | 500
| 2022 IRP SOLAR DG RFP 1 | 44 | 44 | 44 | 44 | 44 | 44 | 44 | 44 | 44 | 44 | 44 | 44 | 44 | 44 | 44 | 44 | 44 | 44 | 44 | 44
| 2022 IRP SOLAR DG RFP 2 | 0 | 249 | 249 | 249 | 249 | 249 | 249 | 249 | 249 | 249 | 249 | 249 | 249 | 249 | 249 | 249 | 249 | 249 | 249 | 249
| 2022 IRP SOLAR US RFP 1 | 0 | 0 | 0 | 0 | 0 | 2875 | 2875 | 2875 | 2875 | 2875 | 2875 | 2875 | 2875 | 2875 | 2875 | 2875 | 2875 | 2875 | 2875 | 2875
| 2022 IRP SOLAR US RFP 2 | 0 | 0 | 0 | 0 | 0 | 0 | 475 | 475 | 475 | 475 | 475 | 475 | 475 | 475 | 475 | 475 | 475 | 475 | 475 | 475
| 2022/2023 US - FLINT RIVER SOLAR | 200 | 200 | 200 | 200 | 200 | 200 | 200 | 200 | 200 | 200 | 200 | 200 | 200 | 200 | 200 | 200 | 200 | 200 | 200 | 200
| 2022/2023 US - TIMBERLAND SOLAR | 140 | 140 | 140 | 140 | 140 | 140 | 140 | 140 | 140 | 140 | 140 | 140 | 140 | 140 | 140 | 140 | 140 | 140 | 140 | 140
| 2022/2023 US - WADLEY SOLAR | 260 | 260 | 260 | 260 | 260 | 260 | 260 | 260 | 260 | 260 | 260 | 260 | 260 | 260 | 260 | 260 | 260 | 260 | 260 | 260
| 2022/2023 US - WASHINGTON COUNTY SOLAR | 150 | 150 | 150 | 150 | 150 | 150 | 150 | 150 | 150 | 150 | 150 | 150 | 150 | 150 | 150 | 150 | 150 | 150 | 150 | 150
| 2023 IRP UPDATE BESS RFP | 0 | 0 | 0 | 0 | 0 | 0 | 0 | 0 | 0 | 0 | 0 | 0 | 0 | 0 | 0 | 0 | 0 | 0 | 0 | 0
| ADDISON 1 (WEST GA) | 185.896 | 185.896 | 185.896 | 185.896 | 185.896 | 185.896 | 0 | 0 | 0 | 0 | 0 | 0 | 0 | 0 | 0 | 0 | 0 | 0 | 0 | 0
| ADDISON 3 (WEST GA) | 180.896 | 180.896 | 180.896 | 180.896 | 180.896 | 180.896 | 0 | 0 | 0 | 0 | 0 | 0 | 0 | 0 | 0 | 0 | 0 | 0 | 0 | 0
| ALBANY RENEWABLE ENERGY | 49.5 | 49.5 | 49.5 | 49.5 | 49.5 | 49.5 | 49.5 | 49.5 | 49.5 | 49.5 | 49.5 | 49.5 | 49.5 | 0 | 0 | 0 | 0 | 0 | 0 | 0
| ASI CLASSIC 210 MW - DG S1320 | 0.78 | 0.78 | 0.78 | 0.78 | 0.78 | 0.78 | 0.78 | 0.78 | 0.78 | 0 | 0 | 0 | 0 | 0 | 0 | 0 | 0 | 0 | 0 | 0
| ASI CLASSIC 210 MW - DG S1420 | 9.29 | 9.29 | 9.29 | 9.29 | 9.29 | 9.29 | 9.29 | 9.29 | 9.29 | 9.29 | 0 | 0 | 0 | 0 | 0 | 0 | 0 | 0 | 0 | 0
| ASI CLASSIC 210 MW - DG S1520 | 28.61 | 28.61 | 28.61 | 28.61 | 28.61 | 28.61 | 28.61 | 28.61 | 28.61 | 28.61 | 28.61 | 0 | 0 | 0 | 0 | 0 | 0 | 0 | 0 | 0
| ASI CLASSIC 210 MW - DG S1620 | 2.41 | 2.41 | 2.41 | 2.41 | 2.41 | 2.41 | 2.41 | 2.41 | 2.41 | 2.41 | 2.41 | 2.41 | 0 | 0 | 0 | 0 | 0 | 0 | 0 | 0
| ASI CLASSIC 210 MW - DG W1420 | 17.04 | 17.04 | 17.04 | 17.04 | 17.04 | 17.04 | 17.04 | 17.04 | 17.04 | 0 | 0 | 0 | 0 | 0 | 0 | 0 | 0 | 0 | 0 | 0
| ASI CLASSIC 210 MW - DG W1520 | 18.47 | 18.47 | 18.47 | 18.47 | 18.47 | 18.47 | 18.47 | 18.47 | 18.47 | 18.47 | 0 | 0 | 0 | 0 | 0 | 0 | 0 | 0 | 0 | 0
| ASI CLASSIC 210 MW - DG W1620 | 1.401 | 1.401 | 1.401 | 1.401 | 1.401 | 1.401 | 1.401 | 1.401 | 1.401 | 1.401 | 1.401 | 0 | 0 | 0 | 0 | 0 | 0 | 0 | 0 | 0
| ASI CLASSIC 210 MW - US 1: DUBLIN SOLAR CENTER - DUBLIN | 4.08 | 4.08 | 4.08 | 4.08 | 4.08 | 4.08 | 4.08 | 4.08 | 4.08 | 4.08 | 4.08 | 0 | 0 | 0 | 0 | 0 | 0 | 0 | 0 | 0
| ASI CLASSIC 210 MW - US 1: RICHLAND SOLAR CENTER | 20 | 20 | 20 | 20 | 20 | 20 | 20 | 20 | 20 | 20 | 20 | 0 | 0 | 0 | 0 | 0 | 0 | 0 | 0 | 0
| ASI CLASSIC 210 MW - US 1: RINCON SOLAR CENTER | 16 | 16 | 16 | 16 | 16 | 16 | 16 | 16 | 16 | 16 | 16 | 16 | 0 | 0 | 0 | 0 | 0 | 0 | 0 | 0
| ASI CLASSIC 210 MW - US 2: BUTLER SOLAR FARM | 20 | 20 | 20 | 20 | 20 | 20 | 20 | 20 | 20 | 20 | 20 | 20 | 0 | 0 | 0 | 0 | 0 | 0 | 0 | 0
| ASI CLASSIC 210 MW - US 2: DECATUR COUNTY SOLAR PROJECT | 18.9 | 18.9 | 18.9 | 18.9 | 18.9 | 18.9 | 18.9 | 18.9 | 18.9 | 18.9 | 18.9 | 0 | 0 | 0 | 0 | 0 | 0 | 0 | 0 | 0
| ASI CLASSIC 210 MW - US 2: HECATE ENERGY - OLD MIDVILLE RD LLC | 20 | 20 | 20 | 20 | 20 | 20 | 20 | 20 | 20 | 20 | 20 | 20 | 0 | 0 | 0 | 0 | 0 | 0 | 0 | 0
| ASI CLASSIC 210 MW - US 2: SOLAR GLYNN | 17.68 | 17.68 | 17.68 | 17.68 | 17.68 | 17.68 | 17.68 | 17.68 | 17.68 | 17.68 | 17.68 | 17.68 | 0 | 0 | 0 | 0 | 0 | 0 | 0 | 0
| ASI PRIME 525 MW - DG S1625 | 0.12 | 0.12 | 0.12 | 0.12 | 0.12 | 0.12 | 0.12 | 0.12 | 0.12 | 0.12 | 0.12 | 0.12 | 0.12 | 0.12 | 0.12 | 0.12 | 0.12 | 0 | 0 | 0
| ASI PRIME 525 MW - DG S1635 | 0.32 | 0.32 | 0.32 | 0.32 | 0.32 | 0.32 | 0.32 | 0.32 | 0.32 | 0.32 | 0.32 | 0.32 | 0.32 | 0.32 | 0.32 | 0.32 | 0.32 | 0.32 | 0.32 | 0.32
| ASI PRIME 525 MW - DG S1725 | 4.027 | 4.027 | 4.027 | 4.027 | 4.027 | 4.027 | 4.027 | 4.027 | 4.027 | 4.027 | 4.027 | 4.027 | 4.027 | 4.027 | 4.027 | 4.027 | 4.027 | 4.027 | 0 | 0
| ASI PRIME 525 MW - DG S1730 | 6.1 | 6.1 | 6.1 | 6.1 | 6.1 | 6.1 | 6.1 | 6.1 | 6.1 | 6.1 | 6.1 | 6.1 | 6.1 | 6.1 | 6.1 | 6.1 | 6.1 | 6.1 | 6.1 | 6.1
| ASI PRIME 525 MW - DG S1735 | 7.02 | 7.02 | 7.02 | 7.02 | 7.02 | 7.02 | 7.02 | 7.02 | 7.02 | 7.02 | 7.02 | 7.02 | 7.02 | 7.02 | 7.02 | 7.02 | 7.02 | 7.02 | 7.02 | 7.02
| ASI PRIME 525 MW - DG S1815 | 0.169 | 0.169 | 0.169 | 0.169 | 0.169 | 0.169 | 0.169 | 0.169 | 0.169 | 0 | 0 | 0 | 0 | 0 | 0 | 0 | 0 | 0 | 0 | 0
| ASI PRIME 525 MW - DG S1820 | 0.003 | 0.003 | 0.003 | 0.003 | 0.003 | 0.003 | 0.003 | 0.003 | 0.003 | 0.003 | 0.003 | 0.003 | 0.003 | 0.003 | 0 | 0 | 0 | 0 | 0 | 0
| ASI PRIME 525 MW - DG S1825 | 0.3 | 0.3 | 0.3 | 0.3 | 0.3 | 0.3 | 0.3 | 0.3 | 0.3 | 0.3 | 0.3 | 0.3 | 0.3 | 0.3 | 0.3 | 0.3 | 0.3 | 0.3 | 0.3 | 0
| ASI PRIME 525 MW - DG S1835 | 0.06 | 0.06 | 0.06 | 0.06 | 0.06 | 0.06 | 0.06 | 0.06 | 0.06 | 0.06 | 0.06 | 0.06 | 0.06 | 0.06 | 0.06 | 0.06 | 0.06 | 0.06 | 0.06 | 0
| ASI PRIME 525 MW - DG W1725 | 13.59 | 13.59 | 13.59 | 13.59 | 13.59 | 13.59 | 13.59 | 13.59 | 13.59 | 13.59 | 13.59 | 13.59 | 13.59 | 13.59 | 13.59 | 13.59 | 13.59 | 0 | 0 | 0
| ASI PRIME 525 MW - DG W1730 | 6.05 | 6.05 | 6.05 | 6.05 | 6.05 | 6.05 | 6.05 | 6.05 | 6.05 | 6.05 | 6.05 | 6.05 | 6.05 | 6.05 | 6.05 | 6.05 | 6.05 | 6.05 | 6.05 | 6.05
| ASI PRIME 525 MW - DG W1735 | 1.88 | 1.88 | 1.88 | 1.88 | 1.88 | 1.88 | 1.88 | 1.88 | 1.88 | 1.88 | 1.88 | 1.88 | 1.88 | 1.88 | 1.88 | 1.88 | 1.88 | 1.88 | 1.88 | 1.88
| ASI PRIME 525 MW - DG W1815 | 0.45 | 0.45 | 0.45 | 0.45 | 0.45 | 0.45 | 0.45 | 0.45 | 0 | 0 | 0 | 0 | 0 | 0 | 0 | 0 | 0 | 0 | 0 | 0
| ASI PRIME 525 MW - DG W1820 | 0.3 | 0.3 | 0.3 | 0.3 | 0.3 | 0.3 | 0.3 | 0.3 | 0.3 | 0.3 | 0.3 | 0.3 | 0.3 | 0 | 0 | 0 | 0 | 0 | 0 | 0
| ASI PRIME 525 MW - DG W1825 | 9.21 | 9.21 | 9.21 | 9.21 | 9.21 | 9.21 | 9.21 | 9.21 | 9.21 | 9.21 | 9.21 | 9.21 | 9.21 | 9.21 | 9.21 | 9.21 | 9.21 | 9.21 | 0 | 0
| ASI PRIME 525 MW - DG W1830 | 22.39 | 22.39 | 22.39 | 22.39 | 22.39 | 22.39 | 22.39 | 22.39 | 22.39 | 22.39 | 22.39 | 22.39 | 22.39 | 22.39 | 22.39 | 22.39 | 22.39 | 22.39 | 22.39 | 22.39
| ASI PRIME 525 MW - DG W1835 | 6.28 | 6.28 | 6.28 | 6.28 | 6.28 | 6.28 | 6.28 | 6.28 | 6.28 | 6.28 | 6.28 | 6.28 | 6.28 | 6.28 | 6.28 | 6.28 | 6.28 | 6.28 | 6.28 | 6.28
| ASI PRIME 525 MW - US 1: BUTLER SOLAR | 100 | 100 | 100 | 100 | 100 | 100 | 100 | 100 | 100 | 100 | 100 | 100 | 100 | 100 | 100 | 100 | 100 | 100 | 100 | 100
| ASI PRIME 525 MW - US 1: DECATUR PARKWAY SOLAR PROJECT | 79.92 | 79.92 | 79.92 | 79.92 | 79.92 | 79.92 | 79.92 | 79.92 | 79.92 | 79.92 | 79.92 | 79.92 | 79.92 | 79.92 | 79.92 | 79.92 | 0 | 0 | 0 | 0
| ASI PRIME 525 MW - US 1: PAWPAW SOLAR | 30 | 30 | 30 | 30 | 30 | 30 | 30 | 30 | 30 | 30 | 30 | 30 | 30 | 30 | 30 | 30 | 30 | 30 | 30 | 30
| ASI PRIME 525 MW - US 2: LIVE OAK SOLAR | 51 | 51 | 51 | 51 | 51 | 51 | 51 | 51 | 51 | 51 | 51 | 51 | 51 | 51 | 51 | 51 | 51 | 51 | 51 | 51
| ASI PRIME 525 MW - US 2: WHITE OAK SOLAR | 76.5 | 76.5 | 76.5 | 76.5 | 76.5 | 76.5 | 76.5 | 76.5 | 76.5 | 76.5 | 76.5 | 76.5 | 76.5 | 76.5 | 76.5 | 76.5 | 76.5 | 76.5 | 76.5 | 76.5
| ASI PRIME 525 MW - US 2: WHITE PINE SOLAR | 101.25 | 101.25 | 101.25 | 101.25 | 101.25 | 101.25 | 101.25 | 101.25 | 101.25 | 101.25 | 101.25 | 101.25 | 101.25 | 101.25 | 101.25 | 101.25 | 101.25 | 101.25 | 101.25 | 101.25
| AXIUM US SOLAR HOLDINGS (SD&D) | 1 | 1 | 1 | 0 | 0 | 0 | 0 | 0 | 0 | 0 | 0 | 0 | 0 | 0 | 0 | 0 | 0 | 0 | 0 | 0
| BLUE CANYON | 250 | 250 | 250 | 250 | 250 | 250 | 250 | 250 | 250 | 250 | 250 | 0 | 0 | 0 | 0 | 0 | 0 | 0 | 0 | 0
| CCSP DG - ONLINE | 1.5 | 1.5 | 1.5 | 1.5 | 1.5 | 1.5 | 1.5 | 1.5 | 1.5 | 1.5 | 1.5 | 1.5 | 1.5 | 1.5 | 1.5 | 1.5 | 1.5 | 1.5 | 1.5 | 1.5
| CCSP DG - REMAINING | 23.5 | 23.5 | 23.5 | 23.5 | 23.5 | 23.5 | 23.5 | 23.5 | 23.5 | 23.5 | 23.5 | 23.5 | 23.5 | 23.5 | 23.5 | 23.5 | 23.5 | 23.5 | 23.5 | 23.5
| COCA-COLA | 6.3 | 6.3 | 6.3 | 6.3 | 6.3 | 6.3 | 6.3 | 6.3 | 6.3 | 6.3 | 6.3 | 0 | 0 | 0 | 0 | 0 | 0 | 0 | 0 | 0
| CONYERS RENEWABLE ENERGY | 3.077 | 3.077 | 3.077 | 3.077 | 3.077 | 3.077 | 3.077 | 3.077 | 3.077 | 3.077 | 3.077 | 3.077 | 3.077 | 0 | 0 | 0 | 0 | 0 | 0 | 0
| DAHLBERG 1 | 0 | 0 | 0 | 87.006 | 87.006 | 87.006 | 87.006 | 87.006 | 87.006 | 87.006 | 87.006 | 87.006 | 87.006 | 0 | 0 | 0 | 0 | 0 | 0 | 0
| DAHLBERG 10 | 89 | 87.838 | 87.838 | 87.838 | 87.838 | 87.838 | 87.838 | 87.838 | 87.838 | 87.838 | 87.838 | 0 | 0 | 0 | 0 | 0 | 0 | 0 | 0 | 0
| DAHLBERG 2 | 88.436 | 87.408 | 87.408 | 87.408 | 87.408 | 87.408 | 87.408 | 87.408 | 87.408 | 87.408 | 87.408 | 0 | 0 | 0 | 0 | 0 | 0 | 0 | 0 | 0
| DAHLBERG 3 | 0 | 0 | 0 | 87.169 | 87.169 | 87.169 | 87.169 | 87.169 | 87.169 | 87.169 | 87.169 | 87.169 | 87.169 | 0 | 0 | 0 | 0 | 0 | 0 | 0
| DAHLBERG 4 | 87.149 | 87.149 | 87.149 | 87.149 | 87.149 | 87.149 | 0 | 0 | 0 | 0 | 0 | 0 | 0 | 0 | 0 | 0 | 0 | 0 | 0 | 0
| DAHLBERG 5 | 0 | 0 | 0 | 87.417 | 87.417 | 87.417 | 87.417 | 87.417 | 87.417 | 87.417 | 87.417 | 87.417 | 87.417 | 0 | 0 | 0 | 0 | 0 | 0 | 0
| DAHLBERG 6 | 87.737 | 87.737 | 87.737 | 87.737 | 87.737 | 87.737 | 87.737 | 87.737 | 87.737 | 87.737 | 87.737 | 0 | 0 | 0 | 0 | 0 | 0 | 0 | 0 | 0
| DAHLBERG 8 | 86.224 | 86.224 | 86.224 | 86.224 | 86.224 | 86.224 | 86.224 | 86.224 | 86.224 | 86.224 | 86.224 | 0 | 0 | 0 | 0 | 0 | 0 | 0 | 0 | 0
| DAHLBERG 9 | 0 | 88.21 | 88.21 | 88.21 | 88.21 | 88.21 | 88.21 | 88.21 | 88.21 | 88.21 | 88.21 | 0 | 0 | 0 | 0 | 0 | 0 | 0 | 0 | 0
| EXELON HEARD 1 | 157.5 | 157.5 | 157.5 | 157.5 | 157.5 | 157.5 | 0 | 0 | 0 | 0 | 0 | 0 | 0 | 0 | 0 | 0 | 0 | 0 | 0 | 0
| EXELON HEARD 2 | 157.5 | 157.5 | 157.5 | 157.5 | 157.5 | 157.5 | 0 | 0 | 0 | 0 | 0 | 0 | 0 | 0 | 0 | 0 | 0 | 0 | 0 | 0
| EXELON HEARD 3 | 157.5 | 157.5 | 157.5 | 157.5 | 157.5 | 157.5 | 0 | 0 | 0 | 0 | 0 | 0 | 0 | 0 | 0 | 0 | 0 | 0 | 0 | 0
| EXELON HEARD 4 | 157.5 | 157.5 | 157.5 | 157.5 | 157.5 | 157.5 | 0 | 0 | 0 | 0 | 0 | 0 | 0 | 0 | 0 | 0 | 0 | 0 | 0 | 0
| EXELON HEARD 5 | 157.5 | 157.5 | 157.5 | 157.5 | 157.5 | 157.5 | 0 | 0 | 0 | 0 | 0 | 0 | 0 | 0 | 0 | 0 | 0 | 0 | 0 | 0
| EXELON HEARD 6 | 157.5 | 157.5 | 157.5 | 157.5 | 157.5 | 157.5 | 0 | 0 | 0 | 0 | 0 | 0 | 0 | 0 | 0 | 0 | 0 | 0 | 0 | 0
| GEORGIA RENEWABLE POWER FRANKLIN LLC | 58 | 58 | 58 | 58 | 58 | 58 | 58 | 58 | 58 | 58 | 58 | 58 | 58 | 58 | 58 | 58 | 58 | 58 | 58 | 58
| GEORGIA RENEWABLE POWER MADISON | 58 | 58 | 58 | 58 | 58 | 58 | 58 | 58 | 58 | 58 | 58 | 58 | 58 | 58 | 58 | 58 | 58 | 58 | 58 | 58
| GREEN POWER SOLUTIONS | 29 | 29 | 29 | 29 | 29 | 29 | 29 | 29 | 29 | 29 | 29 | 0 | 0 | 0 | 0 | 0 | 0 | 0 | 0 | 0
| HARRIS 1 | 667.7 | 667.7 | 667.7 | 667.7 | 667.7 | 667.7 | 0 | 0 | 0 | 0 | 0 | 0 | 0 | 0 | 0 | 0 | 0 | 0 | 0 | 0
| HARRIS 2 | 689.5 | 689.5 | 689.5 | 689.5 | 689.5 | 689.5 | 689.5 | 689.5 | 689.5 | 689.5 | 0 | 0 | 0 | 0 | 0 | 0 | 0 | 0 | 0 | 0
| INTERNATIONAL PAPER - FLINT RIVER | 29.05 | 29.05 | 29.05 | 29.05 | 29.05 | 29.05 | 29.05 | 29.05 | 29.05 | 29.05 | 29.05 | 29.05 | 0 | 0 | 0 | 0 | 0 | 0 | 0 | 0
| INTERNATIONAL PAPER - PORT WENTWORTH | 31.32 | 31.32 | 31.32 | 31.32 | 31.32 | 31.32 | 31.32 | 31.32 | 31.32 | 31.32 | 31.32 | 31.32 | 31.32 | 0 | 0 | 0 | 0 | 0 | 0 | 0
| LSS 50 MW - HSH PEMBROOKE | 1 | 1 | 1 | 1 | 1 | 1 | 1 | 1 | 1 | 1 | 1 | 0 | 0 | 0 | 0 | 0 | 0 | 0 | 0 | 0
| LSS 50 MW - SIMON SOLAR FARM | 30 | 30 | 30 | 30 | 30 | 30 | 30 | 30 | 30 | 30 | 30 | 0 | 0 | 0 | 0 | 0 | 0 | 0 | 0 | 0
| LSS 50 MW - SOLAR D&D CAMILLA | 16 | 16 | 16 | 16 | 16 | 16 | 16 | 16 | 16 | 16 | 16 | 0 | 0 | 0 | 0 | 0 | 0 | 0 | 0 | 0
| LSS 50 MW - SOLAR D&D CAMP (MERIWETHER COUNTY) | 3 | 3 | 3 | 3 | 3 | 3 | 3 | 3 | 3 | 3 | 3 | 0 | 0 | 0 | 0 | 0 | 0 | 0 | 0 | 0
| MAS GEORGIA LFG - OAK GROVE | 6.178 | 6.178 | 6.178 | 6.178 | 6.178 | 6.178 | 6.178 | 6.178 | 6.178 | 6.178 | 6.178 | 6.178 | 0 | 0 | 0 | 0 | 0 | 0 | 0 | 0
| MAS GEORGIA LFG - PINE RIDGE | 6.3 | 6.3 | 6.3 | 6.3 | 6.3 | 6.3 | 6.3 | 6.3 | 6.3 | 6.3 | 6.3 | 6.3 | 0 | 0 | 0 | 0 | 0 | 0 | 0 | 0
| MAS GEORGIA LFG - RICHLAND CREEK | 10.56 | 10.56 | 10.56 | 10.56 | 10.56 | 10.56 | 10.56 | 10.56 | 10.56 | 10.56 | 10.56 | 10.56 | 0 | 0 | 0 | 0 | 0 | 0 | 0 | 0
| MID-GEORGIA COGEN | 300 | 300 | 300 | 300 | 0 | 0 | 0 | 0 | 0 | 0 | 0 | 0 | 0 | 0 | 0 | 0 | 0 | 0 | 0 | 0
| MONROE POWER | 360 | 360 | 360 | 360 | 360 | 360 | 360 | 360 | 360 | 360 | 360 | 360 | 360 | 360 | 360 | 0 | 0 | 0 | 0 | 0
| MPC PPA | 750 | 750 | 750 | 750 | 0 | 0 | 0 | 0 | 0 | 0 | 0 | 0 | 0 | 0 | 0 | 0 | 0 | 0 | 0 | 0
| PIEDMONT GREEN POWER | 55 | 55 | 55 | 55 | 55 | 55 | 55 | 55 | 0 | 0 | 0 | 0 | 0 | 0 | 0 | 0 | 0 | 0 | 0 | 0
| REDI 1400 MW - C&I: DOUGHERTY COUNTY SOLAR | 120 | 120 | 120 | 120 | 120 | 120 | 120 | 120 | 120 | 120 | 120 | 120 | 120 | 120 | 120 | 120 | 120 | 120 | 120 | 120
| REDI 1400 MW - C&I: TANGLEWOOD SOLAR | 57.5 | 57.5 | 57.5 | 57.5 | 57.5 | 57.5 | 57.5 | 57.5 | 57.5 | 57.5 | 57.5 | 57.5 | 57.5 | 57.5 | 57.5 | 57.5 | 57.5 | 57.5 | 57.5 | 57.5
| REDI 1400 MW - DG CS S1920 | 0.48 | 0.48 | 0.48 | 0.48 | 0.48 | 0.48 | 0.48 | 0.48 | 0.48 | 0.48 | 0.48 | 0.48 | 0.48 | 0.48 | 0.48 | 0 | 0 | 0 | 0 | 0
| REDI 1400 MW - DG CS S1925 | 2.74 | 2.74 | 2.74 | 2.74 | 2.74 | 2.74 | 2.74 | 2.74 | 2.74 | 2.74 | 2.74 | 2.74 | 2.74 | 2.74 | 2.74 | 2.74 | 2.74 | 2.74 | 2.74 | 2.74
| REDI 1400 MW - DG CS S1930 | 5.89 | 5.89 | 5.89 | 5.89 | 5.89 | 5.89 | 5.89 | 5.89 | 5.89 | 5.89 | 5.89 | 5.89 | 5.89 | 5.89 | 5.89 | 5.89 | 5.89 | 5.89 | 5.89 | 5.89
| REDI 1400 MW - DG CS S1935 | 14.04 | 14.04 | 14.04 | 14.04 | 14.04 | 14.04 | 14.04 | 14.04 | 14.04 | 14.04 | 14.04 | 14.04 | 14.04 | 14.04 | 14.04 | 14.04 | 14.04 | 14.04 | 14.04 | 14.04
| REDI 1400 MW - DG CS W1925 | 1.61 | 1.61 | 1.61 | 1.61 | 1.61 | 1.61 | 1.61 | 1.61 | 1.61 | 1.61 | 1.61 | 1.61 | 1.61 | 1.61 | 1.61 | 1.61 | 1.61 | 1.61 | 1.61 | 0
| REDI 1400 MW - DG CS W1930 | 0.6 | 0.6 | 0.6 | 0.6 | 0.6 | 0.6 | 0.6 | 0.6 | 0.6 | 0.6 | 0.6 | 0.6 | 0.6 | 0.6 | 0.6 | 0.6 | 0.6 | 0.6 | 0.6 | 0.6
| REDI 1400 MW - DG CS W1935 | 10.61 | 10.61 | 10.61 | 10.61 | 10.61 | 10.61 | 10.61 | 10.61 | 10.61 | 10.61 | 10.61 | 10.61 | 10.61 | 10.61 | 10.61 | 10.61 | 10.61 | 10.61 | 10.61 | 10.61
REDI 1400 MW - DG S2030 | bar: 2025 to 2044
| REDI 1400 MW - DG S2035 | 75.31 | 75.31 | 75.31 | 75.31 | 75.31 | 75.31 | 75.31 | 75.31 | 75.31 | 75.31 | 75.31 | 75.31 | 75.31 | 75.31 | 75.31 | 75.31 | 75.31 | 75.31 | 75.31 | 75.31
| REDI 1400 MW - DG W2030 | 2.5 | 2.5 | 2.5 | 2.5 | 2.5 | 2.5 | 2.5 | 2.5 | 2.5 | 2.5 | 2.5 | 2.5 | 2.5 | 2.5 | 2.5 | 2.5 | 2.5 | 2.5 | 2.5 | 2.5
| REDI 1400 MW - DG W2035 | 6.9 | 6.9 | 6.9 | 6.9 | 6.9 | 6.9 | 6.9 | 6.9 | 6.9 | 6.9 | 6.9 | 6.9 | 6.9 | 6.9 | 6.9 | 6.9 | 6.9 | 6.9 | 6.9 | 6.9
| REDI 1400 MW - US 1: QUITMAN SOLAR | 150 | 150 | 150 | 150 | 150 | 150 | 150 | 150 | 150 | 150 | 150 | 150 | 150 | 150 | 150 | 150 | 150 | 150 | 150 | 150
| REDI 1400 MW - US 1: SOUTHERN OAK SOLAR | 160 | 160 | 160 | 160 | 160 | 160 | 160 | 160 | 160 | 160 | 160 | 160 | 160 | 160 | 160 | 160 | 160 | 160 | 160 | 160
| REDI 1400 MW - US 1: TWIGGS COUNTY SOLAR | 200 | 200 | 200 | 200 | 200 | 200 | 200 | 200 | 200 | 200 | 200 | 200 | 200 | 200 | 200 | 200 | 200 | 200 | 200 | 200
| REDI 1400 MW - US 2: COOL SPRINGS | 213 | 213 | 213 | 213 | 213 | 213 | 213 | 213 | 213 | 213 | 213 | 213 | 213 | 213 | 213 | 213 | 213 | 213 | 213 | 213
| REDI 1400 MW - US 2: HICKORY PARK | 195.5 | 195.5 | 195.5 | 195.5 | 195.5 | 195.5 | 195.5 | 195.5 | 195.5 | 195.5 | 195.5 | 195.5 | 195.5 | 195.5 | 195.5 | 195.5 | 195.5 | 195.5 | 195.5 | 195.5
| REDI 1400 MW - US 2: QUITMAN II | 150 | 150 | 150 | 150 | 150 | 150 | 150 | 150 | 150 | 150 | 150 | 150 | 150 | 150 | 150 | 150 | 150 | 150 | 150 | 150
| REDI CS2 | 3 | 3 | 3 | 3 | 3 | 3 | 3 | 3 | 3 | 3 | 3 | 3 | 3 | 3 | 3 | 3 | 3 | 3 | 3 | 3
| SANTA ROSA | 0 | 230 | 230 | 230 | 0 | 0 | 0 | 0 | 0 | 0 | 0 | 0 | 0 | 0 | 0 | 0 | 0 | 0 | 0 | 0
| SUPERIOR - WASTE MANAGEMENT | 6 | 6 | 6 | 6 | 6 | 6 | 6 | 6 | 6 | 6 | 6 | 6 | 6 | 0 | 0 | 0 | 0 | 0 | 0 | 0
| WALTON COUNTY | 0 | 0 | 0 | 0 | 0 | 0 | 0 | 0 | 0 | 0 | 0 | 0 | 0 | 0 | 0 | 0 | 0 | 0 | 0 | 0
| WANSLEY 6 | 0 | 0 | 0 | 0 | 0 | 0 | 0 | 0 | 0 | 0 | 0 | 0 | 0 | 0 | 0 | 0 | 0 | 0 | 0 | 0
| WANSLEY 7 | 621.7 | 621.7 | 621.7 | 621.7 | 621.7 | 621.7 | 621.7 | 621.7 | 621.7 | 621.7 | 0 | 0 | 0 | 0 | 0 | 0 | 0 | 0 | 0 | 0
| WASHINGTON COUNTY | 0 | 0 | 0 | 0 | 0 | 0 | 0 | 0 | 0 | 0 | 0 | 0 | 0 | 0 | 0 | 0 | 0 | 0 | 0 | 0
Dispatchable DSOs (MW) |  | 792.8923 | 796.5273 | 800.0917 | 800.5852 | 803.0845 | 805.5167 | 809.8156 | 811.7839 | 814.6147 | 817.527 | 819.432 | 820.7971 | 825.71 | 847.5042 | 856.0726 | 864.7709 | 872.7841 | 882.8191 | 893.4772 | 903.3704
| CVR Level 1 | 202.9356 | 204.7531 | 206.5353 | 206.7821 | 208.0317 | 209.2478 | 211.3973 | 212.3814 | 213.7968 | 215.253 | 216.2055 | 216.888 | 219.3445 | 230.2416 | 234.5258 | 238.8749 | 242.8815 | 247.899 | 253.2281 | 258.1747
| CVR Level 2 | 202.9356 | 204.7531 | 206.5353 | 206.7821 | 208.0317 | 209.2478 | 211.3973 | 212.3814 | 213.7968 | 215.253 | 216.2055 | 216.888 | 219.3445 | 230.2416 | 234.5258 | 238.8749 | 242.8815 | 247.899 | 253.2281 | 258.1747
| DER Customer Program | 0 | 0 | 0 | 0 | 0 | 0 | 0 | 0 | 0 | 0 | 0 | 0 | 0 | 0 | 0 | 0 | 0 | 0 | 0 | 0
| DPEC | 225.581 | 225.581 | 225.581 | 225.581 | 225.581 | 225.581 | 225.581 | 225.581 | 225.581 | 225.581 | 225.581 | 225.581 | 225.581 | 225.581 | 225.581 | 225.581 | 225.581 | 225.581 | 225.581 | 225.581
| RTPeDA | 2.73 | 2.73 | 2.73 | 2.73 | 2.73 | 2.73 | 2.73 | 2.73 | 2.73 | 2.73 | 2.73 | 2.73 | 2.73 | 2.73 | 2.73 | 2.73 | 2.73 | 2.73 | 2.73 | 2.73
| RTPeHA | 126.21 | 126.21 | 126.21 | 126.21 | 126.21 | 126.21 | 126.21 | 126.21 | 126.21 | 126.21 | 126.21 | 126.21 | 126.21 | 126.21 | 126.21 | 126.21 | 126.21 | 126.21 | 126.21 | 126.21
| Temp Check | 32.5 | 32.5 | 32.5 | 32.5 | 32.5 | 32.5 | 32.5 | 32.5 | 32.5 | 32.5 | 32.5 | 32.5 | 32.5 | 32.5 | 32.5 | 32.5 | 32.5 | 32.5 | 32.5 | 32.5
Energy Storage |  | 0 | 0 | 830 | 845 | 845 | 845 | 845 | 845 | 845 | 845 | 845 | 845 | 845 | 843 | 843 | 843 | 843 | 843 | 843 | 843
| 2019 IRP BESS DEMO | 0 | 0 | 0 | 2 | 2 | 2 | 2 | 2 | 2 | 2 | 2 | 2 | 2 | 0 | 0 | 0 | 0 | 0 | 0 | 0
| 2019 IRP BESS DEMO - FORT STEWART 4 HR BESS | 0 | 0 | 0 | 13 | 13 | 13 | 13 | 13 | 13 | 13 | 13 | 13 | 13 | 13 | 13 | 13 | 13 | 13 | 13 | 13
| 2022 IRP MCGRAU FORD 2 HR BATTERY | 0 | 0 | 265 | 265 | 265 | 265 | 265 | 265 | 265 | 265 | 265 | 265 | 265 | 265 | 265 | 265 | 265 | 265 | 265 | 265
| 2023 IRP UPDATE - HAMMOND | 0 | 0 | 57.5 | 57.5 | 57.5 | 57.5 | 57.5 | 57.5 | 57.5 | 57.5 | 57.5 | 57.5 | 57.5 | 57.5 | 57.5 | 57.5 | 57.5 | 57.5 | 57.5 | 57.5
| 2023 IRP Update - MCGRAU FORD PHASE 2 | 0 | 0 | 265 | 265 | 265 | 265 | 265 | 265 | 265 | 265 | 265 | 265 | 265 | 265 | 265 | 265 | 265 | 265 | 265 | 265
| 2023 IRP UPDATE - MOODY AFB | 0 | 0 | 49.5 | 49.5 | 49.5 | 49.5 | 49.5 | 49.5 | 49.5 | 49.5 | 49.5 | 49.5 | 49.5 | 49.5 | 49.5 | 49.5 | 49.5 | 49.5 | 49.5 | 49.5
| 2023 IRP UPDATE - ROBINS AFB | 0 | 0 | 128 | 128 | 128 | 128 | 128 | 128 | 128 | 128 | 128 | 128 | 128 | 128 | 128 | 128 | 128 | 128 | 128 | 128
| MOSSY BRANCH | 0 | 0 | 65 | 65 | 65 | 65 | 65 | 65 | 65 | 65 | 65 | 65 | 65 | 65 | 65 | 65 | 65 | 65 | 65 | 65
2025 IRP Requests Projected Timing & Capacities - Extensions are Above |  | 0 | 52 | 61.3 | 70.6 | 285.1 | 393.857 | 517.121 | 574.968 | 584.268 | 593.568 | 593.568 | 593.568 | 593.568 | 593.568 | 406.84 | 406.84 | 406.84 | 406.84 | 406.84 | 406.84
| SCHERER 3 WHOLESALE-TO-RETAIL | 0 | 52 | 52 | 52 | 52 | 107.337 | 162.181 | 186.728 | 186.728 | 186.728 | 186.728 | 186.728 | 186.728 | 186.728 | 0 | 0 | 0 | 0 | 0 | 0
| MCINTOSH 1A UPRATE | 0 | 0 | 0 | 0 | 0 | 9.3 | 9.3 | 9.3 | 9.3 | 9.3 | 9.3 | 9.3 | 9.3 | 9.3 | 9.3 | 9.3 | 9.3 | 9.3 | 9.3 | 9.3
| MCINTOSH 2A UPRATE | 0 | 0 | 0 | 0 | 9.3 | 9.3 | 9.3 | 9.3 | 9.3 | 9.3 | 9.3 | 9.3 | 9.3 | 9.3 | 9.3 | 9.3 | 9.3 | 9.3 | 9.3 | 9.3
| MCINTOSH 3A UPRATE | 0 | 0 | 0 | 0 | 0 | 0 | 0 | 9.3 | 9.3 | 9.3 | 9.3 | 9.3 | 9.3 | 9.3 | 9.3 | 9.3 | 9.3 | 9.3 | 9.3 | 9.3
| MCINTOSH 4A UPRATE | 0 | 0 | 0 | 0 | 0 | 0 | 0 | 0 | 0 | 9.3 | 9.3 | 9.3 | 9.3 | 9.3 | 9.3 | 9.3 | 9.3 | 9.3 | 9.3 | 9.3
| MCINTOSH 5A UPRATE | 0 | 0 | 0 | 0 | 0 | 0 | 0 | 0 | 9.3 | 9.3 | 9.3 | 9.3 | 9.3 | 9.3 | 9.3 | 9.3 | 9.3 | 9.3 | 9.3 | 9.3
| MCINTOSH 6A UPRATE | 0 | 0 | 9.3 | 9.3 | 9.3 | 9.3 | 9.3 | 9.3 | 9.3 | 9.3 | 9.3 | 9.3 | 9.3 | 9.3 | 9.3 | 9.3 | 9.3 | 9.3 | 9.3 | 9.3
| MCINTOSH 7A UPRATE | 0 | 0 | 0 | 9.3 | 9.3 | 9.3 | 9.3 | 9.3 | 9.3 | 9.3 | 9.3 | 9.3 | 9.3 | 9.3 | 9.3 | 9.3 | 9.3 | 9.3 | 9.3 | 9.3
| MCINTOSH 8A UPRATE | 0 | 0 | 0 | 0 | 0 | 0 | 9.3 | 9.3 | 9.3 | 9.3 | 9.3 | 9.3 | 9.3 | 9.3 | 9.3 | 9.3 | 9.3 | 9.3 | 9.3 | 9.3
| MCINTOSH 10 UPRATE | 0 | 0 | 0 | 0 | 97.1 | 97.1 | 97.1 | 97.1 | 97.1 | 97.1 | 97.1 | 97.1 | 97.1 | 97.1 | 97.1 | 97.1 | 97.1 | 97.1 | 97.1 | 97.1
| MCINTOSH 11 UPRATE | 0 | 0 | 0 | 0 | 97.1 | 97.1 | 97.1 | 97.1 | 97.1 | 97.1 | 97.1 | 97.1 | 97.1 | 97.1 | 97.1 | 97.1 | 97.1 | 97.1 | 97.1 | 97.1
| HATCH 1 UPRATE | 0 | 0 | 0 | 0 | 0 | 0 | 30 | 30 | 30 | 30 | 30 | 30 | 30 | 30 | 30 | 30 | 30 | 30 | 30 | 30
| HATCH 2 UPRATE | 0 | 0 | 0 | 0 | 0 | 28 | 28 | 28 | 28 | 28 | 28 | 28 | 28 | 28 | 28 | 28 | 28 | 28 | 28 | 28
| VOGTLE 1 UPRATE | 0 | 0 | 0 | 0 | 0 | 7 | 27 | 27 | 27 | 27 | 27 | 27 | 27 | 27 | 27 | 27 | 27 | 27 | 27 | 27
| VOGTLE 2 UPRATE | 0 | 0 | 0 | 0 | 7 | 7 | 7 | 27 | 27 | 27 | 27 | 27 | 27 | 27 | 27 | 27 | 27 | 27 | 27 | 27
| GOAT ROCK 3 HY INCREMENTAL | 0 | 0 | 0 | 0 | 4 | 4 | 4 | 4 | 4 | 4 | 4 | 4 | 4 | 4 | 4 | 4 | 4 | 4 | 4 | 4
| GOAT ROCK 4 HY INCREMENTAL | 0 | 0 | 0 | 0 | 0 | 9.12 | 9.12 | 9.12 | 9.12 | 9.12 | 9.12 | 9.12 | 9.12 | 9.12 | 9.12 | 9.12 | 9.12 | 9.12 | 9.12 | 9.12
| GOAT ROCK 5 HY INCREMENTAL | 0 | 0 | 0 | 0 | 0 | 0 | 9.12 | 9.12 | 9.12 | 9.12 | 9.12 | 9.12 | 9.12 | 9.12 | 9.12 | 9.12 | 9.12 | 9.12 | 9.12 | 9.12
| GOAT ROCK 6 HY INCREMENTAL | 0 | 0 | 0 | 0 | 0 | 0 | 0 | 4 | 4 | 4 | 4 | 4 | 4 | 4 | 4 | 4 | 4 | 4 | 4 | 4
2025 IRP Generics |  | 0 | 0 | 0 | 1500 | 4560 | 6360 | 9450 | 9990 | 11670 | 13140 | 16140 | 22170 | 23730 | 25590 | 28080 | 30210 | 31440 | 32970 | 34740 | 36510
| CT w/ SCR | 0 | 0 | 0 | 0 | 1200 | 1500 | 2400 | 2700 | 3120 | 3540 | 3840 | 5040 | 5280 | 5580 | 5880 | 6690 | 6900 | 7410 | 7830 | 8040
| CC | 0 | 0 | 0 | 0 | 0 | 1500 | 3690 | 3930 | 3930 | 3930 | 5340 | 7440 | 7440 | 7440 | 8310 | 8310 | 8310 | 8310 | 8310 | 8310
| CC w/CCS - local | 0 | 0 | 0 | 0 | 0 | 0 | 0 | 0 | 0 | 0 | 0 | 0 | 0 | 0 | 0 | 0 | 0 | 0 | 330 | 570
| Solar | 0 | 0 | 0 | 0 | 0 | 0 | 0 | 0 | 990 | 1980 | 2970 | 3990 | 5010 | 6030 | 7050 | 8070 | 9090 | 10110 | 11130 | 12150
| Wind | 0 | 0 | 0 | 0 | 0 | 0 | 0 | 0 | 270 | 330 | 630 | 930 | 1230 | 1530 | 1830 | 2130 | 2130 | 2130 | 2130 | 2430
| Battery 4 hr (T1) | 0 | 0 | 0 | 1500 | 1890 | 1890 | 1890 | 1890 | 1890 | 1890 | 1890 | 1890 | 1890 | 1890 | 1890 | 1890 | 1890 | 1890 | 1890 | 1890
| Battery 4 hr (T2) | 0 | 0 | 0 | 0 | 1470 | 1470 | 1470 | 1470 | 1470 | 1470 | 1470 | 2310 | 2310 | 2310 | 2310 | 2310 | 2310 | 2310 | 2310 | 2310
| Medium Duation storage | 0 | 0 | 0 | 0 | 0 | 0 | 0 | 0 | 0 | 0 | 0 | 570 | 570 | 810 | 810 | 810 | 810 | 810 | 810 | 810

## B2025 Summer MG0
Table 4.6.1d - Georgia Power Territorial Base Case Load vs. Existing Capability MG0 (Summer) with 2025 IRP Requests (Nameplate)
| Year | 2025 | 2026 | 2027 | 2028 | 2029 | 2030 | 2031 | 2032 | 2033 | 2034 | 2035 | 2036 | 2037 | 2038 | 2039 | 2040 | 2041 | 2042 | 2043 | 2044
| Peak Demand (MW), (A) | 17802.1122 | 18770.3022 | 20551.6604 | 22730.0321 | 24621.456 | 25840.7159 | 26553.7628 | 26894.9792 | 27267.6039 | 27550.038 | 27789.827 | 27938.7182 | 28205.5629 | 28411.8354 | 28675.1422 | 28839.0773 | 29218.8566 | 29618.9757 | 30030.3379 | 30513.9138
| Owned Generating Capacity (MW) | 14000.4093 | 14840.2393 | 16291.1493 | 17014.1493 | 17014.4473 | 17038.0473 | 16958.4973 | 16958.4973 | 16958.4973 | 16958.4973 | 16490.8213 | 12646.5283 | 12644.5283 | 12644.5283 | 11996.0973 | 11996.0973 | 11996.0973 | 11996.0973 | 11996.0973 | 11996.0973
| Purchased Generating Capacity (MW), (B) | 8807.357 | 9056.357 | 9055.807 | 8979.949 | 8514.949 | 9498.502 | 9973.502 | 9973.502 | 9917.103 | 9890.773 | 8128.623 | 7797.134 | 7614.107 | 7389.662 | 7389.182 | 7080.182 | 7000.142 | 6982.525 | 6972.955 | 6968.605
| Dispatchable DSOs (MW), (C) | 838.218 | 844.454 | 848.6134 | 847.8258 | 850.9883 | 854.6072 | 859.9032 | 862.9049 | 867.0712 | 871.2875 | 874.2875 | 878.3173 | 884.3891 | 890.3151 | 896.4146 | 909.7868 | 919.7434 | 930.3213 | 941.0132 | 951.2893
| 2025 IRP Requests, Excluding Extensions, (D) | 0 | 52 | 65.5 | 86 | 206.5 | 314.457 | 456.468 | 473.968 | 487.468 | 500.968 | 500.968 | 500.968 | 500.968 | 500.968 | 314.24 | 314.24 | 314.24 | 314.24 | 314.24 | 314.24
| Total Capacity (MW) | 23645.9843 | 24793.0503 | 26261.0697 | 26927.924 | 26586.8846 | 27705.6135 | 28248.3704 | 28268.8721 | 28230.1394 | 28221.5258 | 25994.6998 | 21822.9476 | 21643.9924 | 21425.4734 | 20595.9338 | 20300.3061 | 20230.2227 | 20223.1836 | 20224.3054 | 20230.2316
| Capacity Required to Meet GPC Target (MW), (E) | -2537.0051 | -2536.0331 | -1891.7945 | 140.2029 | 2733.6502 | 3066.8806 | 3373.2577 | 3759.0946 | 4241.5685 | 4586.5197 | 7098.899 | 11447.9588 | 11944.6869 | 12408.846 | 13551.9453 | 14042.7957 | 14565.1404 | 15048.6625 | 15537.4126 | 16107.3542
| GPC Reserve Margin (%), (F) | 32.83% | 32.09% | 27.78% | 18.47% | 7.983% | 7.217% | 6.382% | 5.108% | 3.53% | 2.437% | -6.46% | -21.89% | -23.26% | -24.59% | -28.17% | -29.61% | -30.76% | -31.72% | -32.65% | -33.7%
|  | Notes | (A) Territorial Load requirements less non-dispatchable DSOs
(B) Includes territorial and imported power purchases. Capacity does not include the Winter 2027/2028 BESS Request for Proposals (RFP) approved in the 2023 Integrated Resource Plan (IRP) Update to show total procurement needs.
(C) Values stated in program terms
(D) Excludes requests to extend Plant Scherer Unit 3 and Plant Gaston Units 1-4 and A beyond 12/31/2028. These extensions are already included in Owned Generating Capacity.
(E) Does not consider planning reserve sharing. Reflects GPC's Target Reserve Margin, resulting from a System Target Reserve Margin of 19.5% (2025-2027) and 20% (2028 and beyond).
(F) Nameplate capacity is not appropriate for resource adequacy planning and results in overstated reserve margins because it does not account for the effective load carrying capability or planning capacity of each resource.
Existing Capability
|  | 2025 | 2026 | 2027 | 2028 | 2029 | 2030 | 2031 | 2032 | 2033 | 2034 | 2035 | 2036 | 2037 | 2038 | 2039 | 2040 | 2041 | 2042 | 2043 | 2044
Owned Generating Capacity (MW) |  | 14000.4093 | 14840.2393 | 16291.1493 | 17014.1493 | 17014.4473 | 17038.0473 | 16958.4973 | 16958.4973 | 16958.4973 | 16958.4973 | 16490.8213 | 12646.5283 | 12644.5283 | 12644.5283 | 11996.0973 | 11996.0973 | 11996.0973 | 11996.0973 | 11996.0973 | 11996.0973
Nuclear |  | 2980.3364 | 2980.3364 | 2980.3364 | 2980.3364 | 2980.3364 | 2980.3364 | 2980.3364 | 2980.3364 | 2980.3364 | 2980.3364 | 2980.3364 | 2980.3364 | 2980.3364 | 2980.3364 | 2980.3364 | 2980.3364 | 2980.3364 | 2980.3364 | 2980.3364 | 2980.3364
| HATCH 1 | 438.876 | 438.876 | 438.876 | 438.876 | 438.876 | 438.876 | 438.876 | 438.876 | 438.876 | 438.876 | 438.876 | 438.876 | 438.876 | 438.876 | 438.876 | 438.876 | 438.876 | 438.876 | 438.876 | 438.876
| HATCH 2 | 442.383 | 442.383 | 442.383 | 442.383 | 442.383 | 442.383 | 442.383 | 442.383 | 442.383 | 442.383 | 442.383 | 442.383 | 442.383 | 442.383 | 442.383 | 442.383 | 442.383 | 442.383 | 442.383 | 442.383
| VOGTLE 1 | 538.6013 | 538.6013 | 538.6013 | 538.6013 | 538.6013 | 538.6013 | 538.6013 | 538.6013 | 538.6013 | 538.6013 | 538.6013 | 538.6013 | 538.6013 | 538.6013 | 538.6013 | 538.6013 | 538.6013 | 538.6013 | 538.6013 | 538.6013
| VOGTLE 2 | 539.538 | 539.538 | 539.538 | 539.538 | 539.538 | 539.538 | 539.538 | 539.538 | 539.538 | 539.538 | 539.538 | 539.538 | 539.538 | 539.538 | 539.538 | 539.538 | 539.538 | 539.538 | 539.538 | 539.538
| VOGTLE 3 | 510.469 | 510.469 | 510.469 | 510.469 | 510.469 | 510.469 | 510.469 | 510.469 | 510.469 | 510.469 | 510.469 | 510.469 | 510.469 | 510.469 | 510.469 | 510.469 | 510.469 | 510.469 | 510.469 | 510.469
| VOGTLE 4 | 510.469 | 510.469 | 510.469 | 510.469 | 510.469 | 510.469 | 510.469 | 510.469 | 510.469 | 510.469 | 510.469 | 510.469 | 510.469 | 510.469 | 510.469 | 510.469 | 510.469 | 510.469 | 510.469 | 510.469
Coal |  | 3923.843 | 3923.843 | 3923.843 | 3923.843 | 3923.843 | 3923.843 | 3844.293 | 3844.293 | 3844.293 | 3844.293 | 3844.293 | 0 | 0 | 0 | 0 | 0 | 0 | 0 | 0 | 0
| BOWEN 1 | 714 | 714 | 714 | 714 | 714 | 714 | 714 | 714 | 714 | 714 | 714 | 0 | 0 | 0 | 0 | 0 | 0 | 0 | 0 | 0
| BOWEN 2 | 705 | 705 | 705 | 705 | 705 | 705 | 705 | 705 | 705 | 705 | 705 | 0 | 0 | 0 | 0 | 0 | 0 | 0 | 0 | 0
| BOWEN 3 | 910 | 910 | 910 | 910 | 910 | 910 | 910 | 910 | 910 | 910 | 910 | 0 | 0 | 0 | 0 | 0 | 0 | 0 | 0 | 0
| BOWEN 4 | 910 | 910 | 910 | 910 | 910 | 910 | 910 | 910 | 910 | 910 | 910 | 0 | 0 | 0 | 0 | 0 | 0 | 0 | 0 | 0
| SCHERER 1 | 75.18 | 75.18 | 75.18 | 75.18 | 75.18 | 75.18 | 75.18 | 75.18 | 75.18 | 75.18 | 75.18 | 0 | 0 | 0 | 0 | 0 | 0 | 0 | 0 | 0
| SCHERER 2 | 72.24 | 72.24 | 72.24 | 72.24 | 72.24 | 72.24 | 72.24 | 72.24 | 72.24 | 72.24 | 72.24 | 0 | 0 | 0 | 0 | 0 | 0 | 0 | 0 | 0
| SCHERER 3 | 537.423 | 537.423 | 537.423 | 537.423 | 537.423 | 537.423 | 457.873 | 457.873 | 457.873 | 457.873 | 457.873 | 0 | 0 | 0 | 0 | 0 | 0 | 0 | 0 | 0
| WANSLEY 1 | 0 | 0 | 0 | 0 | 0 | 0 | 0 | 0 | 0 | 0 | 0 | 0 | 0 | 0 | 0 | 0 | 0 | 0 | 0 | 0
| WANSLEY 2 | 0 | 0 | 0 | 0 | 0 | 0 | 0 | 0 | 0 | 0 | 0 | 0 | 0 | 0 | 0 | 0 | 0 | 0 | 0 | 0
Combined Cycle |  | 3885.2 | 3885.2 | 3885.2 | 3885.2 | 3885.2 | 3885.2 | 3885.2 | 3885.2 | 3885.2 | 3885.2 | 3885.2 | 3885.2 | 3885.2 | 3885.2 | 3885.2 | 3885.2 | 3885.2 | 3885.2 | 3885.2 | 3885.2
| MCDONOUGH 4 | 855 | 855 | 855 | 855 | 855 | 855 | 855 | 855 | 855 | 855 | 855 | 855 | 855 | 855 | 855 | 855 | 855 | 855 | 855 | 855
| MCDONOUGH 5 | 850 | 850 | 850 | 850 | 850 | 850 | 850 | 850 | 850 | 850 | 850 | 850 | 850 | 850 | 850 | 850 | 850 | 850 | 850 | 850
| MCDONOUGH 6 | 840 | 840 | 840 | 840 | 840 | 840 | 840 | 840 | 840 | 840 | 840 | 840 | 840 | 840 | 840 | 840 | 840 | 840 | 840 | 840
| MCINTOSH 10 | 670.1 | 670.1 | 670.1 | 670.1 | 670.1 | 670.1 | 670.1 | 670.1 | 670.1 | 670.1 | 670.1 | 670.1 | 670.1 | 670.1 | 670.1 | 670.1 | 670.1 | 670.1 | 670.1 | 670.1
| MCINTOSH 11 | 670.1 | 670.1 | 670.1 | 670.1 | 670.1 | 670.1 | 670.1 | 670.1 | 670.1 | 670.1 | 670.1 | 670.1 | 670.1 | 670.1 | 670.1 | 670.1 | 670.1 | 670.1 | 670.1 | 670.1
Oil/Gas Steam |  | 1108.107 | 1108.107 | 1108.107 | 1108.107 | 1108.107 | 1108.107 | 1108.107 | 1108.107 | 1108.107 | 1108.107 | 648.431 | 648.431 | 648.431 | 648.431 | 0 | 0 | 0 | 0 | 0 | 0
| GASTON 1 GAS | 127 | 127 | 127 | 127 | 127 | 127 | 127 | 127 | 127 | 127 | 0 | 0 | 0 | 0 | 0 | 0 | 0 | 0 | 0 | 0
| GASTON 2 GAS | 128 | 128 | 128 | 128 | 128 | 128 | 128 | 128 | 128 | 128 | 0 | 0 | 0 | 0 | 0 | 0 | 0 | 0 | 0 | 0
| GASTON 3 GAS | 102.027 | 102.027 | 102.027 | 102.027 | 102.027 | 102.027 | 102.027 | 102.027 | 102.027 | 102.027 | 0 | 0 | 0 | 0 | 0 | 0 | 0 | 0 | 0 | 0
| GASTON 4 GAS | 102.649 | 102.649 | 102.649 | 102.649 | 102.649 | 102.649 | 102.649 | 102.649 | 102.649 | 102.649 | 0 | 0 | 0 | 0 | 0 | 0 | 0 | 0 | 0 | 0
| YATES 6 GAS | 322.749 | 322.749 | 322.749 | 322.749 | 322.749 | 322.749 | 322.749 | 322.749 | 322.749 | 322.749 | 322.749 | 322.749 | 322.749 | 322.749 | 0 | 0 | 0 | 0 | 0 | 0
| YATES 7 GAS | 325.682 | 325.682 | 325.682 | 325.682 | 325.682 | 325.682 | 325.682 | 325.682 | 325.682 | 325.682 | 325.682 | 325.682 | 325.682 | 325.682 | 0 | 0 | 0 | 0 | 0 | 0
Combustion Turbine |  | 1491.377 | 1491.377 | 2091.377 | 2814.377 | 2814.675 | 2814.675 | 2814.675 | 2814.675 | 2814.675 | 2814.675 | 2806.675 | 2806.675 | 2806.675 | 2806.675 | 2806.675 | 2806.675 | 2806.675 | 2806.675 | 2806.675 | 2806.675
| GASTON A | 7.702 | 7.702 | 7.702 | 7.702 | 8 | 8 | 8 | 8 | 8 | 8 | 0 | 0 | 0 | 0 | 0 | 0 | 0 | 0 | 0 | 0
| MCDONOUGH 3A | 0 | 0 | 0 | 0 | 0 | 0 | 0 | 0 | 0 | 0 | 0 | 0 | 0 | 0 | 0 | 0 | 0 | 0 | 0 | 0
| MCDONOUGH 3B | 0 | 0 | 0 | 0 | 0 | 0 | 0 | 0 | 0 | 0 | 0 | 0 | 0 | 0 | 0 | 0 | 0 | 0 | 0 | 0
| MCINTOSH 1A | 82.2 | 82.2 | 82.2 | 82.2 | 82.2 | 82.2 | 82.2 | 82.2 | 82.2 | 82.2 | 82.2 | 82.2 | 82.2 | 82.2 | 82.2 | 82.2 | 82.2 | 82.2 | 82.2 | 82.2
| MCINTOSH 2A | 82.2 | 82.2 | 82.2 | 82.2 | 82.2 | 82.2 | 82.2 | 82.2 | 82.2 | 82.2 | 82.2 | 82.2 | 82.2 | 82.2 | 82.2 | 82.2 | 82.2 | 82.2 | 82.2 | 82.2
| MCINTOSH 3A | 82.2 | 82.2 | 82.2 | 82.2 | 82.2 | 82.2 | 82.2 | 82.2 | 82.2 | 82.2 | 82.2 | 82.2 | 82.2 | 82.2 | 82.2 | 82.2 | 82.2 | 82.2 | 82.2 | 82.2
| MCINTOSH 4A | 82.2 | 82.2 | 82.2 | 82.2 | 82.2 | 82.2 | 82.2 | 82.2 | 82.2 | 82.2 | 82.2 | 82.2 | 82.2 | 82.2 | 82.2 | 82.2 | 82.2 | 82.2 | 82.2 | 82.2
| MCINTOSH 5A | 82.2 | 82.2 | 82.2 | 82.2 | 82.2 | 82.2 | 82.2 | 82.2 | 82.2 | 82.2 | 82.2 | 82.2 | 82.2 | 82.2 | 82.2 | 82.2 | 82.2 | 82.2 | 82.2 | 82.2
| MCINTOSH 6A | 82.2 | 82.2 | 82.2 | 82.2 | 82.2 | 82.2 | 82.2 | 82.2 | 82.2 | 82.2 | 82.2 | 82.2 | 82.2 | 82.2 | 82.2 | 82.2 | 82.2 | 82.2 | 82.2 | 82.2
| MCINTOSH 7A | 82.2 | 82.2 | 82.2 | 82.2 | 82.2 | 82.2 | 82.2 | 82.2 | 82.2 | 82.2 | 82.2 | 82.2 | 82.2 | 82.2 | 82.2 | 82.2 | 82.2 | 82.2 | 82.2 | 82.2
| MCINTOSH 8A | 82.2 | 82.2 | 82.2 | 82.2 | 82.2 | 82.2 | 82.2 | 82.2 | 82.2 | 82.2 | 82.2 | 82.2 | 82.2 | 82.2 | 82.2 | 82.2 | 82.2 | 82.2 | 82.2 | 82.2
| MCMANUS 3A | 44.428 | 44.428 | 44.428 | 44.428 | 44.428 | 44.428 | 44.428 | 44.428 | 44.428 | 44.428 | 44.428 | 44.428 | 44.428 | 44.428 | 44.428 | 44.428 | 44.428 | 44.428 | 44.428 | 44.428
| MCMANUS 3B | 44.428 | 44.428 | 44.428 | 44.428 | 44.428 | 44.428 | 44.428 | 44.428 | 44.428 | 44.428 | 44.428 | 44.428 | 44.428 | 44.428 | 44.428 | 44.428 | 44.428 | 44.428 | 44.428 | 44.428
| MCMANUS 3C | 44.428 | 44.428 | 44.428 | 44.428 | 44.428 | 44.428 | 44.428 | 44.428 | 44.428 | 44.428 | 44.428 | 44.428 | 44.428 | 44.428 | 44.428 | 44.428 | 44.428 | 44.428 | 44.428 | 44.428
| MCMANUS 4A | 44.391 | 44.391 | 44.391 | 44.391 | 44.391 | 44.391 | 44.391 | 44.391 | 44.391 | 44.391 | 44.391 | 44.391 | 44.391 | 44.391 | 44.391 | 44.391 | 44.391 | 44.391 | 44.391 | 44.391
| MCMANUS 4B | 44.391 | 44.391 | 44.391 | 44.391 | 44.391 | 44.391 | 44.391 | 44.391 | 44.391 | 44.391 | 44.391 | 44.391 | 44.391 | 44.391 | 44.391 | 44.391 | 44.391 | 44.391 | 44.391 | 44.391
| MCMANUS 4C | 44.391 | 44.391 | 44.391 | 44.391 | 44.391 | 44.391 | 44.391 | 44.391 | 44.391 | 44.391 | 44.391 | 44.391 | 44.391 | 44.391 | 44.391 | 44.391 | 44.391 | 44.391 | 44.391 | 44.391
| MCMANUS 4D | 44.391 | 44.391 | 44.391 | 44.391 | 44.391 | 44.391 | 44.391 | 44.391 | 44.391 | 44.391 | 44.391 | 44.391 | 44.391 | 44.391 | 44.391 | 44.391 | 44.391 | 44.391 | 44.391 | 44.391
| MCMANUS 4E | 44.391 | 44.391 | 44.391 | 44.391 | 44.391 | 44.391 | 44.391 | 44.391 | 44.391 | 44.391 | 44.391 | 44.391 | 44.391 | 44.391 | 44.391 | 44.391 | 44.391 | 44.391 | 44.391 | 44.391
| MCMANUS 4F | 44.391 | 44.391 | 44.391 | 44.391 | 44.391 | 44.391 | 44.391 | 44.391 | 44.391 | 44.391 | 44.391 | 44.391 | 44.391 | 44.391 | 44.391 | 44.391 | 44.391 | 44.391 | 44.391 | 44.391
| MCMANUS DIESEL | 0 | 0 | 0 | 0 | 0 | 0 | 0 | 0 | 0 | 0 | 0 | 0 | 0 | 0 | 0 | 0 | 0 | 0 | 0 | 0
| WANSLEY 5A | 0 | 0 | 0 | 0 | 0 | 0 | 0 | 0 | 0 | 0 | 0 | 0 | 0 | 0 | 0 | 0 | 0 | 0 | 0 | 0
| WARNER ROBINS 1 | 80 | 80 | 80 | 80 | 80 | 80 | 80 | 80 | 80 | 80 | 80 | 80 | 80 | 80 | 80 | 80 | 80 | 80 | 80 | 80
| WARNER ROBINS 2 | 80 | 80 | 80 | 80 | 80 | 80 | 80 | 80 | 80 | 80 | 80 | 80 | 80 | 80 | 80 | 80 | 80 | 80 | 80 | 80
| WILSON 1A | 54.533 | 54.533 | 54.533 | 54.533 | 54.533 | 54.533 | 54.533 | 54.533 | 54.533 | 54.533 | 54.533 | 54.533 | 54.533 | 54.533 | 54.533 | 54.533 | 54.533 | 54.533 | 54.533 | 54.533
| WILSON 1B | 53.996 | 53.996 | 53.996 | 53.996 | 53.996 | 53.996 | 53.996 | 53.996 | 53.996 | 53.996 | 53.996 | 53.996 | 53.996 | 53.996 | 53.996 | 53.996 | 53.996 | 53.996 | 53.996 | 53.996
| WILSON 1C | 38.247 | 38.247 | 38.247 | 38.247 | 38.247 | 38.247 | 38.247 | 38.247 | 38.247 | 38.247 | 38.247 | 38.247 | 38.247 | 38.247 | 38.247 | 38.247 | 38.247 | 38.247 | 38.247 | 38.247
| WILSON 1D | 24.533 | 24.533 | 24.533 | 24.533 | 24.533 | 24.533 | 24.533 | 24.533 | 24.533 | 24.533 | 24.533 | 24.533 | 24.533 | 24.533 | 24.533 | 24.533 | 24.533 | 24.533 | 24.533 | 24.533
| WILSON 1E | 52.068 | 52.068 | 52.068 | 52.068 | 52.068 | 52.068 | 52.068 | 52.068 | 52.068 | 52.068 | 52.068 | 52.068 | 52.068 | 52.068 | 52.068 | 52.068 | 52.068 | 52.068 | 52.068 | 52.068
| WILSON 1F | 43.068 | 43.068 | 43.068 | 43.068 | 43.068 | 43.068 | 43.068 | 43.068 | 43.068 | 43.068 | 43.068 | 43.068 | 43.068 | 43.068 | 43.068 | 43.068 | 43.068 | 43.068 | 43.068 | 43.068
| WILSON DIESEL | 0 | 0 | 0 | 0 | 0 | 0 | 0 | 0 | 0 | 0 | 0 | 0 | 0 | 0 | 0 | 0 | 0 | 0 | 0 | 0
| YATES 10 | 0 | 0 | 0 | 441 | 441 | 441 | 441 | 441 | 441 | 441 | 441 | 441 | 441 | 441 | 441 | 441 | 441 | 441 | 441 | 441
| YATES 8 | 0 | 0 | 300 | 441 | 441 | 441 | 441 | 441 | 441 | 441 | 441 | 441 | 441 | 441 | 441 | 441 | 441 | 441 | 441 | 441
| YATES 9 | 0 | 0 | 300 | 441 | 441 | 441 | 441 | 441 | 441 | 441 | 441 | 441 | 441 | 441 | 441 | 441 | 441 | 441 | 441 | 441
Pump Storage |  | 403.2219 | 403.2219 | 403.2219 | 403.2219 | 403.2219 | 403.2219 | 403.2219 | 403.2219 | 403.2219 | 403.2219 | 403.2219 | 403.2219 | 403.2219 | 403.2219 | 403.2219 | 403.2219 | 403.2219 | 403.2219 | 403.2219 | 403.2219
| ROCKY MTN 1 PS | 63.3806 | 63.3806 | 63.3806 | 63.3806 | 63.3806 | 63.3806 | 63.3806 | 63.3806 | 63.3806 | 63.3806 | 63.3806 | 63.3806 | 63.3806 | 63.3806 | 63.3806 | 63.3806 | 63.3806 | 63.3806 | 63.3806 | 63.3806
| ROCKY MTN 2 PS | 63.3806 | 63.3806 | 63.3806 | 63.3806 | 63.3806 | 63.3806 | 63.3806 | 63.3806 | 63.3806 | 63.3806 | 63.3806 | 63.3806 | 63.3806 | 63.3806 | 63.3806 | 63.3806 | 63.3806 | 63.3806 | 63.3806 | 63.3806
| ROCKY MTN 3 PS | 63.3806 | 63.3806 | 63.3806 | 63.3806 | 63.3806 | 63.3806 | 63.3806 | 63.3806 | 63.3806 | 63.3806 | 63.3806 | 63.3806 | 63.3806 | 63.3806 | 63.3806 | 63.3806 | 63.3806 | 63.3806 | 63.3806 | 63.3806
| WALLACE DAM 1 PS | 53.27 | 53.27 | 53.27 | 53.27 | 53.27 | 53.27 | 53.27 | 53.27 | 53.27 | 53.27 | 53.27 | 53.27 | 53.27 | 53.27 | 53.27 | 53.27 | 53.27 | 53.27 | 53.27 | 53.27
| WALLACE DAM 2 PS | 53.27 | 53.27 | 53.27 | 53.27 | 53.27 | 53.27 | 53.27 | 53.27 | 53.27 | 53.27 | 53.27 | 53.27 | 53.27 | 53.27 | 53.27 | 53.27 | 53.27 | 53.27 | 53.27 | 53.27
| WALLACE DAM 5 PS | 53.27 | 53.27 | 53.27 | 53.27 | 53.27 | 53.27 | 53.27 | 53.27 | 53.27 | 53.27 | 53.27 | 53.27 | 53.27 | 53.27 | 53.27 | 53.27 | 53.27 | 53.27 | 53.27 | 53.27
| WALLACE DAM 6 PS | 53.27 | 53.27 | 53.27 | 53.27 | 53.27 | 53.27 | 53.27 | 53.27 | 53.27 | 53.27 | 53.27 | 53.27 | 53.27 | 53.27 | 53.27 | 53.27 | 53.27 | 53.27 | 53.27 | 53.27
Hydro |  | 687.57 | 687.57 | 693.48 | 693.48 | 693.48 | 693.48 | 693.48 | 693.48 | 693.48 | 693.48 | 693.48 | 693.48 | 693.48 | 693.48 | 693.48 | 693.48 | 693.48 | 693.48 | 693.48 | 693.48
| BARTLETT'S FERRY 1 HY | 16.41 | 16.41 | 16.41 | 16.41 | 16.41 | 16.41 | 16.41 | 16.41 | 16.41 | 16.41 | 16.41 | 16.41 | 16.41 | 16.41 | 16.41 | 16.41 | 16.41 | 16.41 | 16.41 | 16.41
| BARTLETT'S FERRY 2 HY | 16.41 | 16.41 | 16.41 | 16.41 | 16.41 | 16.41 | 16.41 | 16.41 | 16.41 | 16.41 | 16.41 | 16.41 | 16.41 | 16.41 | 16.41 | 16.41 | 16.41 | 16.41 | 16.41 | 16.41
| BARTLETT'S FERRY 3 HY | 16.41 | 16.41 | 16.41 | 16.41 | 16.41 | 16.41 | 16.41 | 16.41 | 16.41 | 16.41 | 16.41 | 16.41 | 16.41 | 16.41 | 16.41 | 16.41 | 16.41 | 16.41 | 16.41 | 16.41
| BARTLETT'S FERRY 4 HY | 21.88 | 21.88 | 21.88 | 21.88 | 21.88 | 21.88 | 21.88 | 21.88 | 21.88 | 21.88 | 21.88 | 21.88 | 21.88 | 21.88 | 21.88 | 21.88 | 21.88 | 21.88 | 21.88 | 21.88
| BARTLETT'S FERRY 5 HY | 59.09 | 59.09 | 59.09 | 59.09 | 59.09 | 59.09 | 59.09 | 59.09 | 59.09 | 59.09 | 59.09 | 59.09 | 59.09 | 59.09 | 59.09 | 59.09 | 59.09 | 59.09 | 59.09 | 59.09
| BARTLETT'S FERRY 6 HY | 59.09 | 59.09 | 59.09 | 59.09 | 59.09 | 59.09 | 59.09 | 59.09 | 59.09 | 59.09 | 59.09 | 59.09 | 59.09 | 59.09 | 59.09 | 59.09 | 59.09 | 59.09 | 59.09 | 59.09
| BURTON 1 HY | 4.75 | 4.75 | 4.75 | 4.75 | 4.75 | 4.75 | 4.75 | 4.75 | 4.75 | 4.75 | 4.75 | 4.75 | 4.75 | 4.75 | 4.75 | 4.75 | 4.75 | 4.75 | 4.75 | 4.75
| BURTON 2 HY | 4.75 | 4.75 | 4.75 | 4.75 | 4.75 | 4.75 | 4.75 | 4.75 | 4.75 | 4.75 | 4.75 | 4.75 | 4.75 | 4.75 | 4.75 | 4.75 | 4.75 | 4.75 | 4.75 | 4.75
| ESTATOAH 1 HY | 0 | 0 | 0 | 0 | 0 | 0 | 0 | 0 | 0 | 0 | 0 | 0 | 0 | 0 | 0 | 0 | 0 | 0 | 0 | 0
| FLINT RIVER 1 HY | 2.13 | 2.13 | 2.13 | 2.13 | 2.13 | 2.13 | 2.13 | 2.13 | 2.13 | 2.13 | 2.13 | 2.13 | 2.13 | 2.13 | 2.13 | 2.13 | 2.13 | 2.13 | 2.13 | 2.13
| FLINT RIVER 2 HY | 2.13 | 2.13 | 2.13 | 2.13 | 2.13 | 2.13 | 2.13 | 2.13 | 2.13 | 2.13 | 2.13 | 2.13 | 2.13 | 2.13 | 2.13 | 2.13 | 2.13 | 2.13 | 2.13 | 2.13
| FLINT RIVER 3 HY | 2.13 | 2.13 | 2.13 | 2.13 | 2.13 | 2.13 | 2.13 | 2.13 | 2.13 | 2.13 | 2.13 | 2.13 | 2.13 | 2.13 | 2.13 | 2.13 | 2.13 | 2.13 | 2.13 | 2.13
| GOAT ROCK 3 HY | 5.01 | 5.01 | 5.01 | 5.01 | 5.01 | 5.01 | 5.01 | 5.01 | 5.01 | 5.01 | 5.01 | 5.01 | 5.01 | 5.01 | 5.01 | 5.01 | 5.01 | 5.01 | 5.01 | 5.01
| GOAT ROCK 4 HY | 0 | 0 | 0 | 0 | 0 | 0 | 0 | 0 | 0 | 0 | 0 | 0 | 0 | 0 | 0 | 0 | 0 | 0 | 0 | 0
| GOAT ROCK 5 HY | 0 | 0 | 0 | 0 | 0 | 0 | 0 | 0 | 0 | 0 | 0 | 0 | 0 | 0 | 0 | 0 | 0 | 0 | 0 | 0
| GOAT ROCK 6 HY | 5.01 | 5.01 | 5.01 | 5.01 | 5.01 | 5.01 | 5.01 | 5.01 | 5.01 | 5.01 | 5.01 | 5.01 | 5.01 | 5.01 | 5.01 | 5.01 | 5.01 | 5.01 | 5.01 | 5.01
| GOAT ROCK 7 HY | 9.32 | 9.32 | 9.32 | 9.32 | 9.32 | 9.32 | 9.32 | 9.32 | 9.32 | 9.32 | 9.32 | 9.32 | 9.32 | 9.32 | 9.32 | 9.32 | 9.32 | 9.32 | 9.32 | 9.32
| GOAT ROCK 8 HY | 9.32 | 9.32 | 9.32 | 9.32 | 9.32 | 9.32 | 9.32 | 9.32 | 9.32 | 9.32 | 9.32 | 9.32 | 9.32 | 9.32 | 9.32 | 9.32 | 9.32 | 9.32 | 9.32 | 9.32
| LANGDALE 5 HY | 0 | 0 | 0 | 0 | 0 | 0 | 0 | 0 | 0 | 0 | 0 | 0 | 0 | 0 | 0 | 0 | 0 | 0 | 0 | 0
| LANGDALE 6 HY | 0 | 0 | 0 | 0 | 0 | 0 | 0 | 0 | 0 | 0 | 0 | 0 | 0 | 0 | 0 | 0 | 0 | 0 | 0 | 0
| LLOYD SHOALS 1 HY | 3.75 | 3.75 | 3.75 | 3.75 | 3.75 | 3.75 | 3.75 | 3.75 | 3.75 | 3.75 | 3.75 | 3.75 | 3.75 | 3.75 | 3.75 | 3.75 | 3.75 | 3.75 | 3.75 | 3.75
| LLOYD SHOALS 2 HY | 3.75 | 3.75 | 3.75 | 3.75 | 3.75 | 3.75 | 3.75 | 3.75 | 3.75 | 3.75 | 3.75 | 3.75 | 3.75 | 3.75 | 3.75 | 3.75 | 3.75 | 3.75 | 3.75 | 3.75
| LLOYD SHOALS 3 HY | 3.75 | 3.75 | 3.75 | 3.75 | 3.75 | 3.75 | 3.75 | 3.75 | 3.75 | 3.75 | 3.75 | 3.75 | 3.75 | 3.75 | 3.75 | 3.75 | 3.75 | 3.75 | 3.75 | 3.75
| LLOYD SHOALS 4 HY | 3.75 | 3.75 | 3.75 | 3.75 | 3.75 | 3.75 | 3.75 | 3.75 | 3.75 | 3.75 | 3.75 | 3.75 | 3.75 | 3.75 | 3.75 | 3.75 | 3.75 | 3.75 | 3.75 | 3.75
| LLOYD SHOALS 5 HY | 3.75 | 3.75 | 3.75 | 3.75 | 3.75 | 3.75 | 3.75 | 3.75 | 3.75 | 3.75 | 3.75 | 3.75 | 3.75 | 3.75 | 3.75 | 3.75 | 3.75 | 3.75 | 3.75 | 3.75
| LLOYD SHOALS 6 HY | 3.75 | 3.75 | 3.75 | 3.75 | 3.75 | 3.75 | 3.75 | 3.75 | 3.75 | 3.75 | 3.75 | 3.75 | 3.75 | 3.75 | 3.75 | 3.75 | 3.75 | 3.75 | 3.75 | 3.75
| MORGAN FALLS 1 HY | 1.54 | 1.54 | 1.54 | 1.54 | 1.54 | 1.54 | 1.54 | 1.54 | 1.54 | 1.54 | 1.54 | 1.54 | 1.54 | 1.54 | 1.54 | 1.54 | 1.54 | 1.54 | 1.54 | 1.54
| MORGAN FALLS 2 HY | 1.54 | 1.54 | 1.54 | 1.54 | 1.54 | 1.54 | 1.54 | 1.54 | 1.54 | 1.54 | 1.54 | 1.54 | 1.54 | 1.54 | 1.54 | 1.54 | 1.54 | 1.54 | 1.54 | 1.54
| MORGAN FALLS 3 HY | 0 | 0 | 0 | 0 | 0 | 0 | 0 | 0 | 0 | 0 | 0 | 0 | 0 | 0 | 0 | 0 | 0 | 0 | 0 | 0
| MORGAN FALLS 4 HY | 0 | 0 | 0 | 0 | 0 | 0 | 0 | 0 | 0 | 0 | 0 | 0 | 0 | 0 | 0 | 0 | 0 | 0 | 0 | 0
| MORGAN FALLS 5 HY | 1.54 | 1.54 | 1.54 | 1.54 | 1.54 | 1.54 | 1.54 | 1.54 | 1.54 | 1.54 | 1.54 | 1.54 | 1.54 | 1.54 | 1.54 | 1.54 | 1.54 | 1.54 | 1.54 | 1.54
| MORGAN FALLS 6 HY | 1.54 | 1.54 | 1.54 | 1.54 | 1.54 | 1.54 | 1.54 | 1.54 | 1.54 | 1.54 | 1.54 | 1.54 | 1.54 | 1.54 | 1.54 | 1.54 | 1.54 | 1.54 | 1.54 | 1.54
| MORGAN FALLS 7 HY | 1.54 | 1.54 | 1.54 | 1.54 | 1.54 | 1.54 | 1.54 | 1.54 | 1.54 | 1.54 | 1.54 | 1.54 | 1.54 | 1.54 | 1.54 | 1.54 | 1.54 | 1.54 | 1.54 | 1.54
| NACOOCHEE 1 HY | 3 | 3 | 3 | 3 | 3 | 3 | 3 | 3 | 3 | 3 | 3 | 3 | 3 | 3 | 3 | 3 | 3 | 3 | 3 | 3
| NACOOCHEE 2 HY | 3 | 3 | 3 | 3 | 3 | 3 | 3 | 3 | 3 | 3 | 3 | 3 | 3 | 3 | 3 | 3 | 3 | 3 | 3 | 3
| NORTH HIGHLANDS 1 HY | 10.69 | 10.69 | 10.69 | 10.69 | 10.69 | 10.69 | 10.69 | 10.69 | 10.69 | 10.69 | 10.69 | 10.69 | 10.69 | 10.69 | 10.69 | 10.69 | 10.69 | 10.69 | 10.69 | 10.69
| NORTH HIGHLANDS 2 HY | 10.69 | 10.69 | 10.69 | 10.69 | 10.69 | 10.69 | 10.69 | 10.69 | 10.69 | 10.69 | 10.69 | 10.69 | 10.69 | 10.69 | 10.69 | 10.69 | 10.69 | 10.69 | 10.69 | 10.69
| NORTH HIGHLANDS 3 HY | 10.69 | 10.69 | 10.69 | 10.69 | 10.69 | 10.69 | 10.69 | 10.69 | 10.69 | 10.69 | 10.69 | 10.69 | 10.69 | 10.69 | 10.69 | 10.69 | 10.69 | 10.69 | 10.69 | 10.69
| NORTH HIGHLANDS 4 HY | 2.32 | 2.32 | 2.32 | 2.32 | 2.32 | 2.32 | 2.32 | 2.32 | 2.32 | 2.32 | 2.32 | 2.32 | 2.32 | 2.32 | 2.32 | 2.32 | 2.32 | 2.32 | 2.32 | 2.32
| OLIVER 1 HY | 17.73 | 17.73 | 17.73 | 17.73 | 17.73 | 17.73 | 17.73 | 17.73 | 17.73 | 17.73 | 17.73 | 17.73 | 17.73 | 17.73 | 17.73 | 17.73 | 17.73 | 17.73 | 17.73 | 17.73
| OLIVER 2 HY | 17.73 | 17.73 | 17.73 | 17.73 | 17.73 | 17.73 | 17.73 | 17.73 | 17.73 | 17.73 | 17.73 | 17.73 | 17.73 | 17.73 | 17.73 | 17.73 | 17.73 | 17.73 | 17.73 | 17.73
| OLIVER 3 HY | 17.73 | 17.73 | 17.73 | 17.73 | 17.73 | 17.73 | 17.73 | 17.73 | 17.73 | 17.73 | 17.73 | 17.73 | 17.73 | 17.73 | 17.73 | 17.73 | 17.73 | 17.73 | 17.73 | 17.73
| OLIVER 4 HY | 0 | 0 | 5.91 | 5.91 | 5.91 | 5.91 | 5.91 | 5.91 | 5.91 | 5.91 | 5.91 | 5.91 | 5.91 | 5.91 | 5.91 | 5.91 | 5.91 | 5.91 | 5.91 | 5.91
| RIVERVIEW 1 HY | 0 | 0 | 0 | 0 | 0 | 0 | 0 | 0 | 0 | 0 | 0 | 0 | 0 | 0 | 0 | 0 | 0 | 0 | 0 | 0
| RIVERVIEW 2 HY | 0 | 0 | 0 | 0 | 0 | 0 | 0 | 0 | 0 | 0 | 0 | 0 | 0 | 0 | 0 | 0 | 0 | 0 | 0 | 0
| SINCLAIR 1 HY | 21.9 | 21.9 | 21.9 | 21.9 | 21.9 | 21.9 | 21.9 | 21.9 | 21.9 | 21.9 | 21.9 | 21.9 | 21.9 | 21.9 | 21.9 | 21.9 | 21.9 | 21.9 | 21.9 | 21.9
| SINCLAIR 2 HY | 21.9 | 21.9 | 21.9 | 21.9 | 21.9 | 21.9 | 21.9 | 21.9 | 21.9 | 21.9 | 21.9 | 21.9 | 21.9 | 21.9 | 21.9 | 21.9 | 21.9 | 21.9 | 21.9 | 21.9
| TALLULAH 1 HY | 12.15 | 12.15 | 12.15 | 12.15 | 12.15 | 12.15 | 12.15 | 12.15 | 12.15 | 12.15 | 12.15 | 12.15 | 12.15 | 12.15 | 12.15 | 12.15 | 12.15 | 12.15 | 12.15 | 12.15
| TALLULAH 2 HY | 12.15 | 12.15 | 12.15 | 12.15 | 12.15 | 12.15 | 12.15 | 12.15 | 12.15 | 12.15 | 12.15 | 12.15 | 12.15 | 12.15 | 12.15 | 12.15 | 12.15 | 12.15 | 12.15 | 12.15
| TALLULAH 3 HY | 12.15 | 12.15 | 12.15 | 12.15 | 12.15 | 12.15 | 12.15 | 12.15 | 12.15 | 12.15 | 12.15 | 12.15 | 12.15 | 12.15 | 12.15 | 12.15 | 12.15 | 12.15 | 12.15 | 12.15
| TALLULAH 4 HY | 12.15 | 12.15 | 12.15 | 12.15 | 12.15 | 12.15 | 12.15 | 12.15 | 12.15 | 12.15 | 12.15 | 12.15 | 12.15 | 12.15 | 12.15 | 12.15 | 12.15 | 12.15 | 12.15 | 12.15
| TALLULAH 5 HY | 12.15 | 12.15 | 12.15 | 12.15 | 12.15 | 12.15 | 12.15 | 12.15 | 12.15 | 12.15 | 12.15 | 12.15 | 12.15 | 12.15 | 12.15 | 12.15 | 12.15 | 12.15 | 12.15 | 12.15
| TALLULAH 6 HY | 12.15 | 12.15 | 12.15 | 12.15 | 12.15 | 12.15 | 12.15 | 12.15 | 12.15 | 12.15 | 12.15 | 12.15 | 12.15 | 12.15 | 12.15 | 12.15 | 12.15 | 12.15 | 12.15 | 12.15
| TERRORA 1 HY | 8.7 | 8.7 | 8.7 | 8.7 | 8.7 | 8.7 | 8.7 | 8.7 | 8.7 | 8.7 | 8.7 | 8.7 | 8.7 | 8.7 | 8.7 | 8.7 | 8.7 | 8.7 | 8.7 | 8.7
| TERRORA 2 HY | 8.7 | 8.7 | 8.7 | 8.7 | 8.7 | 8.7 | 8.7 | 8.7 | 8.7 | 8.7 | 8.7 | 8.7 | 8.7 | 8.7 | 8.7 | 8.7 | 8.7 | 8.7 | 8.7 | 8.7
| TUGALO 1 HY | 13.08 | 13.08 | 13.08 | 13.08 | 13.08 | 13.08 | 13.08 | 13.08 | 13.08 | 13.08 | 13.08 | 13.08 | 13.08 | 13.08 | 13.08 | 13.08 | 13.08 | 13.08 | 13.08 | 13.08
| TUGALO 2 HY | 13.08 | 13.08 | 13.08 | 13.08 | 13.08 | 13.08 | 13.08 | 13.08 | 13.08 | 13.08 | 13.08 | 13.08 | 13.08 | 13.08 | 13.08 | 13.08 | 13.08 | 13.08 | 13.08 | 13.08
| TUGALO 3 HY | 13.08 | 13.08 | 13.08 | 13.08 | 13.08 | 13.08 | 13.08 | 13.08 | 13.08 | 13.08 | 13.08 | 13.08 | 13.08 | 13.08 | 13.08 | 13.08 | 13.08 | 13.08 | 13.08 | 13.08
| TUGALO 4 HY | 13.08 | 13.08 | 13.08 | 13.08 | 13.08 | 13.08 | 13.08 | 13.08 | 13.08 | 13.08 | 13.08 | 13.08 | 13.08 | 13.08 | 13.08 | 13.08 | 13.08 | 13.08 | 13.08 | 13.08
| WALLACE DAM 3 HY | 57.41 | 57.41 | 57.41 | 57.41 | 57.41 | 57.41 | 57.41 | 57.41 | 57.41 | 57.41 | 57.41 | 57.41 | 57.41 | 57.41 | 57.41 | 57.41 | 57.41 | 57.41 | 57.41 | 57.41
| WALLACE DAM 4 HY | 57.41 | 57.41 | 57.41 | 57.41 | 57.41 | 57.41 | 57.41 | 57.41 | 57.41 | 57.41 | 57.41 | 57.41 | 57.41 | 57.41 | 57.41 | 57.41 | 57.41 | 57.41 | 57.41 | 57.41
| YONAH 1 HY | 9.57 | 9.57 | 9.57 | 9.57 | 9.57 | 9.57 | 9.57 | 9.57 | 9.57 | 9.57 | 9.57 | 9.57 | 9.57 | 9.57 | 9.57 | 9.57 | 9.57 | 9.57 | 9.57 | 9.57
| YONAH 2 HY | 9.57 | 9.57 | 9.57 | 9.57 | 9.57 | 9.57 | 9.57 | 9.57 | 9.57 | 9.57 | 9.57 | 9.57 | 9.57 | 9.57 | 9.57 | 9.57 | 9.57 | 9.57 | 9.57 | 9.57
| YONAH 3 HY | 9.57 | 9.57 | 9.57 | 9.57 | 9.57 | 9.57 | 9.57 | 9.57 | 9.57 | 9.57 | 9.57 | 9.57 | 9.57 | 9.57 | 9.57 | 9.57 | 9.57 | 9.57 | 9.57 | 9.57
Solar |  | 360.584 | 360.584 | 360.584 | 360.584 | 360.584 | 384.184 | 384.184 | 384.184 | 384.184 | 384.184 | 384.184 | 384.184 | 384.184 | 384.184 | 384.184 | 384.184 | 384.184 | 384.184 | 384.184 | 384.184
| COMMUNITY SOLAR - COMER | 2.16 | 2.16 | 2.16 | 2.16 | 2.16 | 2.16 | 2.16 | 2.16 | 2.16 | 2.16 | 2.16 | 2.16 | 2.16 | 2.16 | 2.16 | 2.16 | 2.16 | 2.16 | 2.16 | 2.16
| COMMUNITY SOLAR - GUYTON | 3.6 | 3.6 | 3.6 | 3.6 | 3.6 | 3.6 | 3.6 | 3.6 | 3.6 | 3.6 | 3.6 | 3.6 | 3.6 | 3.6 | 3.6 | 3.6 | 3.6 | 3.6 | 3.6 | 3.6
| COMMUNITY SOLAR - WAYNESBORO | 2.4 | 2.4 | 2.4 | 2.4 | 2.4 | 2.4 | 2.4 | 2.4 | 2.4 | 2.4 | 2.4 | 2.4 | 2.4 | 2.4 | 2.4 | 2.4 | 2.4 | 2.4 | 2.4 | 2.4
| FALCONS | 1.02 | 1.02 | 1.02 | 1.02 | 1.02 | 1.02 | 1.02 | 1.02 | 1.02 | 1.02 | 1.02 | 1.02 | 1.02 | 1.02 | 1.02 | 1.02 | 1.02 | 1.02 | 1.02 | 1.02
| FORT BENNING | 30 | 30 | 30 | 30 | 30 | 30 | 30 | 30 | 30 | 30 | 30 | 30 | 30 | 30 | 30 | 30 | 30 | 30 | 30 | 30
| FORT GORDON | 30 | 30 | 30 | 30 | 30 | 30 | 30 | 30 | 30 | 30 | 30 | 30 | 30 | 30 | 30 | 30 | 30 | 30 | 30 | 30
| FORT STEWART SOLAR | 30 | 30 | 30 | 30 | 30 | 30 | 30 | 30 | 30 | 30 | 30 | 30 | 30 | 30 | 30 | 30 | 30 | 30 | 30 | 30
| FORT VALLEY STATE UNIVERSITY | 10.8 | 10.8 | 10.8 | 10.8 | 10.8 | 10.8 | 10.8 | 10.8 | 10.8 | 10.8 | 10.8 | 10.8 | 10.8 | 10.8 | 10.8 | 10.8 | 10.8 | 10.8 | 10.8 | 10.8
| KINGS BAY SOLAR | 30.16 | 30.16 | 30.16 | 30.16 | 30.16 | 30.16 | 30.16 | 30.16 | 30.16 | 30.16 | 30.16 | 30.16 | 30.16 | 30.16 | 30.16 | 30.16 | 30.16 | 30.16 | 30.16 | 30.16
| MCINTOSH CLOSED ASH POND | 10 | 10 | 10 | 10 | 10 | 10 | 10 | 10 | 10 | 10 | 10 | 10 | 10 | 10 | 10 | 10 | 10 | 10 | 10 | 10
| MCLB | 31.16 | 31.16 | 31.16 | 31.16 | 31.16 | 31.16 | 31.16 | 31.16 | 31.16 | 31.16 | 31.16 | 31.16 | 31.16 | 31.16 | 31.16 | 31.16 | 31.16 | 31.16 | 31.16 | 31.16
| MOODY AFB | 49.5 | 49.5 | 49.5 | 49.5 | 49.5 | 49.5 | 49.5 | 49.5 | 49.5 | 49.5 | 49.5 | 49.5 | 49.5 | 49.5 | 49.5 | 49.5 | 49.5 | 49.5 | 49.5 | 49.5
| RIGHT OF WAY SOLAR | 0.8 | 0.8 | 0.8 | 0.8 | 0.8 | 0.8 | 0.8 | 0.8 | 0.8 | 0.8 | 0.8 | 0.8 | 0.8 | 0.8 | 0.8 | 0.8 | 0.8 | 0.8 | 0.8 | 0.8
| ROBINS AFB | 128 | 128 | 128 | 128 | 128 | 128 | 128 | 128 | 128 | 128 | 128 | 128 | 128 | 128 | 128 | 128 | 128 | 128 | 128 | 128
| UGA SOLAR | 0.984 | 0.984 | 0.984 | 0.984 | 0.984 | 0.984 | 0.984 | 0.984 | 0.984 | 0.984 | 0.984 | 0.984 | 0.984 | 0.984 | 0.984 | 0.984 | 0.984 | 0.984 | 0.984 | 0.984
| Unassigned Self-Build Solar | 0 | 0 | 0 | 0 | 0 | 23.6 | 23.6 | 23.6 | 23.6 | 23.6 | 23.6 | 23.6 | 23.6 | 23.6 | 23.6 | 23.6 | 23.6 | 23.6 | 23.6 | 23.6
System Sales |  | -839.83 | 2e-21 | 2e-21 | 2e-21 | 2e-21 | 2e-21 | 2e-21 | 2e-21 | 2e-21 | 2e-21 | 2e-21 | 2e-21 | 2e-21 | 2e-21 | 2e-21 | 2e-21 | 2e-21 | 2e-21 | 2e-21 | 2e-21
| SYSTEM SALE | -839.83 | 2e-21 | 2e-21 | 2e-21 | 2e-21 | 2e-21 | 2e-21 | 2e-21 | 2e-21 | 2e-21 | 2e-21 | 2e-21 | 2e-21 | 2e-21 | 2e-21 | 2e-21 | 2e-21 | 2e-21 | 2e-21 | 2e-21
Purchased Generating Capacity (MW) |  | 8807.357 | 9056.357 | 9055.807 | 8979.949 | 8514.949 | 9498.502 | 9973.502 | 9973.502 | 9917.103 | 9890.773 | 8128.623 | 7797.134 | 7614.107 | 7389.662 | 7389.182 | 7080.182 | 7000.142 | 6982.525 | 6972.955 | 6968.605
| 2019 IRP RENEWABLES - DG S2230 | 4.8 | 4.8 | 4.8 | 4.8 | 4.8 | 4.8 | 4.8 | 4.8 | 4.8 | 4.8 | 4.8 | 4.8 | 4.8 | 4.8 | 4.8 | 4.8 | 4.8 | 4.8 | 4.8 | 4.8
| 2019 IRP RENEWABLES - DG S2330 | 36.04 | 36.04 | 36.04 | 36.04 | 36.04 | 36.04 | 36.04 | 36.04 | 36.04 | 36.04 | 36.04 | 36.04 | 36.04 | 36.04 | 36.04 | 36.04 | 36.04 | 36.04 | 36.04 | 36.04
| 2019 IRP RENEWABLES - DG S2430 | 0.6 | 0.6 | 0.6 | 0.6 | 0.6 | 0.6 | 0.6 | 0.6 | 0.6 | 0.6 | 0.6 | 0.6 | 0.6 | 0.6 | 0.6 | 0.6 | 0.6 | 0.6 | 0.6 | 0.6
| 2019 IRP RENEWABLES - DG W2330 | 24.346 | 24.346 | 24.346 | 24.346 | 24.346 | 24.346 | 24.346 | 24.346 | 24.346 | 24.346 | 24.346 | 24.346 | 24.346 | 24.346 | 24.346 | 24.346 | 24.346 | 24.346 | 24.346 | 24.346
| 2019 IRP RENEWABLES - DG W2430 | 23.18 | 23.18 | 23.18 | 23.18 | 23.18 | 23.18 | 23.18 | 23.18 | 23.18 | 23.18 | 23.18 | 23.18 | 23.18 | 23.18 | 23.18 | 23.18 | 23.18 | 23.18 | 23.18 | 23.18
| 2022 IRP BIOMASS - AGE | 0 | 0 | 0 | 0 | 0 | 70 | 70 | 70 | 70 | 70 | 70 | 70 | 70 | 70 | 70 | 70 | 70 | 70 | 70 | 70
| 2022 IRP ESS RFP | 0 | 0 | 0 | 0 | 500 | 500 | 500 | 500 | 500 | 500 | 500 | 500 | 500 | 500 | 500 | 500 | 500 | 500 | 500 | 500
| 2022 IRP SOLAR DG RFP 1 | 44 | 44 | 44 | 44 | 44 | 44 | 44 | 44 | 44 | 44 | 44 | 44 | 44 | 44 | 44 | 44 | 44 | 44 | 44 | 44
| 2022 IRP SOLAR DG RFP 2 | 0 | 249 | 249 | 249 | 249 | 249 | 249 | 249 | 249 | 249 | 249 | 249 | 249 | 249 | 249 | 249 | 249 | 249 | 249 | 249
| 2022 IRP SOLAR US RFP 1 | 0 | 0 | 0 | 0 | 0 | 2875 | 2875 | 2875 | 2875 | 2875 | 2875 | 2875 | 2875 | 2875 | 2875 | 2875 | 2875 | 2875 | 2875 | 2875
| 2022 IRP SOLAR US RFP 2 | 0 | 0 | 0 | 0 | 0 | 0 | 475 | 475 | 475 | 475 | 475 | 475 | 475 | 475 | 475 | 475 | 475 | 475 | 475 | 475
| 2022/2023 US - FLINT RIVER SOLAR | 200 | 200 | 200 | 200 | 200 | 200 | 200 | 200 | 200 | 200 | 200 | 200 | 200 | 200 | 200 | 200 | 200 | 200 | 200 | 200
| 2022/2023 US - TIMBERLAND SOLAR | 140 | 140 | 140 | 140 | 140 | 140 | 140 | 140 | 140 | 140 | 140 | 140 | 140 | 140 | 140 | 140 | 140 | 140 | 140 | 140
| 2022/2023 US - WADLEY SOLAR | 260 | 260 | 260 | 260 | 260 | 260 | 260 | 260 | 260 | 260 | 260 | 260 | 260 | 260 | 260 | 260 | 260 | 260 | 260 | 260
| 2022/2023 US - WASHINGTON COUNTY SOLAR | 150 | 150 | 150 | 150 | 150 | 150 | 150 | 150 | 150 | 150 | 150 | 150 | 150 | 150 | 150 | 150 | 150 | 150 | 150 | 150
| 2023 IRP UPDATE BESS RFP | 0 | 0 | 0 | 0 | 0 | 0 | 0 | 0 | 0 | 0 | 0 | 0 | 0 | 0 | 0 | 0 | 0 | 0 | 0 | 0
| ADDISON 1 (WEST GA) | 153.462 | 153.462 | 153.462 | 153.462 | 153.462 | 0 | 0 | 0 | 0 | 0 | 0 | 0 | 0 | 0 | 0 | 0 | 0 | 0 | 0 | 0
| ADDISON 3 (WEST GA) | 148.472 | 148.472 | 148.472 | 148.472 | 148.472 | 0 | 0 | 0 | 0 | 0 | 0 | 0 | 0 | 0 | 0 | 0 | 0 | 0 | 0 | 0
| ALBANY RENEWABLE ENERGY | 49.5 | 49.5 | 49.5 | 49.5 | 49.5 | 49.5 | 49.5 | 49.5 | 49.5 | 49.5 | 49.5 | 49.5 | 0 | 0 | 0 | 0 | 0 | 0 | 0 | 0
| ASI CLASSIC 210 MW - DG S1320 | 0.78 | 0.78 | 0.78 | 0.78 | 0.78 | 0.78 | 0.78 | 0.78 | 0 | 0 | 0 | 0 | 0 | 0 | 0 | 0 | 0 | 0 | 0 | 0
| ASI CLASSIC 210 MW - DG S1420 | 9.29 | 9.29 | 9.29 | 9.29 | 9.29 | 9.29 | 9.29 | 9.29 | 9.29 | 0 | 0 | 0 | 0 | 0 | 0 | 0 | 0 | 0 | 0 | 0
| ASI CLASSIC 210 MW - DG S1520 | 28.61 | 28.61 | 28.61 | 28.61 | 28.61 | 28.61 | 28.61 | 28.61 | 28.61 | 28.61 | 0 | 0 | 0 | 0 | 0 | 0 | 0 | 0 | 0 | 0
| ASI CLASSIC 210 MW - DG S1620 | 2.41 | 2.41 | 2.41 | 2.41 | 2.41 | 2.41 | 2.41 | 2.41 | 2.41 | 2.41 | 2.41 | 0 | 0 | 0 | 0 | 0 | 0 | 0 | 0 | 0
| ASI CLASSIC 210 MW - DG W1420 | 17.04 | 17.04 | 17.04 | 17.04 | 17.04 | 17.04 | 17.04 | 17.04 | 17.04 | 0 | 0 | 0 | 0 | 0 | 0 | 0 | 0 | 0 | 0 | 0
| ASI CLASSIC 210 MW - DG W1520 | 18.47 | 18.47 | 18.47 | 18.47 | 18.47 | 18.47 | 18.47 | 18.47 | 18.47 | 18.47 | 0 | 0 | 0 | 0 | 0 | 0 | 0 | 0 | 0 | 0
| ASI CLASSIC 210 MW - DG W1620 | 1.401 | 1.401 | 1.401 | 1.401 | 1.401 | 1.401 | 1.401 | 1.401 | 1.401 | 1.401 | 1.401 | 0 | 0 | 0 | 0 | 0 | 0 | 0 | 0 | 0
| ASI CLASSIC 210 MW - US 1: DUBLIN SOLAR CENTER - DUBLIN | 4.08 | 4.08 | 4.08 | 4.08 | 4.08 | 4.08 | 4.08 | 4.08 | 4.08 | 4.08 | 0 | 0 | 0 | 0 | 0 | 0 | 0 | 0 | 0 | 0
| ASI CLASSIC 210 MW - US 1: RICHLAND SOLAR CENTER | 20 | 20 | 20 | 20 | 20 | 20 | 20 | 20 | 20 | 20 | 20 | 0 | 0 | 0 | 0 | 0 | 0 | 0 | 0 | 0
| ASI CLASSIC 210 MW - US 1: RINCON SOLAR CENTER | 16 | 16 | 16 | 16 | 16 | 16 | 16 | 16 | 16 | 16 | 16 | 16 | 0 | 0 | 0 | 0 | 0 | 0 | 0 | 0
| ASI CLASSIC 210 MW - US 2: BUTLER SOLAR FARM | 20 | 20 | 20 | 20 | 20 | 20 | 20 | 20 | 20 | 20 | 20 | 0 | 0 | 0 | 0 | 0 | 0 | 0 | 0 | 0
| ASI CLASSIC 210 MW - US 2: DECATUR COUNTY SOLAR PROJECT | 18.9 | 18.9 | 18.9 | 18.9 | 18.9 | 18.9 | 18.9 | 18.9 | 18.9 | 18.9 | 18.9 | 0 | 0 | 0 | 0 | 0 | 0 | 0 | 0 | 0
| ASI CLASSIC 210 MW - US 2: HECATE ENERGY - OLD MIDVILLE RD LLC | 20 | 20 | 20 | 20 | 20 | 20 | 20 | 20 | 20 | 20 | 20 | 20 | 0 | 0 | 0 | 0 | 0 | 0 | 0 | 0
| ASI CLASSIC 210 MW - US 2: SOLAR GLYNN | 17.68 | 17.68 | 17.68 | 17.68 | 17.68 | 17.68 | 17.68 | 17.68 | 17.68 | 17.68 | 17.68 | 17.68 | 0 | 0 | 0 | 0 | 0 | 0 | 0 | 0
| ASI PRIME 525 MW - DG S1625 | 0.12 | 0.12 | 0.12 | 0.12 | 0.12 | 0.12 | 0.12 | 0.12 | 0.12 | 0.12 | 0.12 | 0.12 | 0.12 | 0.12 | 0.12 | 0.12 | 0 | 0 | 0 | 0
| ASI PRIME 525 MW - DG S1635 | 0.32 | 0.32 | 0.32 | 0.32 | 0.32 | 0.32 | 0.32 | 0.32 | 0.32 | 0.32 | 0.32 | 0.32 | 0.32 | 0.32 | 0.32 | 0.32 | 0.32 | 0.32 | 0.32 | 0.32
| ASI PRIME 525 MW - DG S1725 | 4.027 | 4.027 | 4.027 | 4.027 | 4.027 | 4.027 | 4.027 | 4.027 | 4.027 | 4.027 | 4.027 | 4.027 | 4.027 | 4.027 | 4.027 | 4.027 | 4.027 | 0 | 0 | 0
| ASI PRIME 525 MW - DG S1730 | 6.1 | 6.1 | 6.1 | 6.1 | 6.1 | 6.1 | 6.1 | 6.1 | 6.1 | 6.1 | 6.1 | 6.1 | 6.1 | 6.1 | 6.1 | 6.1 | 6.1 | 6.1 | 6.1 | 6.1
| ASI PRIME 525 MW - DG S1735 | 7.02 | 7.02 | 7.02 | 7.02 | 7.02 | 7.02 | 7.02 | 7.02 | 7.02 | 7.02 | 7.02 | 7.02 | 7.02 | 7.02 | 7.02 | 7.02 | 7.02 | 7.02 | 7.02 | 7.02
| ASI PRIME 525 MW - DG S1815 | 0.169 | 0.169 | 0.169 | 0.169 | 0.169 | 0.169 | 0.169 | 0.169 | 0 | 0 | 0 | 0 | 0 | 0 | 0 | 0 | 0 | 0 | 0 | 0
| ASI PRIME 525 MW - DG S1820 | 0.003 | 0.003 | 0.003 | 0.003 | 0.003 | 0.003 | 0.003 | 0.003 | 0.003 | 0.003 | 0.003 | 0.003 | 0.003 | 0 | 0 | 0 | 0 | 0 | 0 | 0
| ASI PRIME 525 MW - DG S1825 | 0.3 | 0.3 | 0.3 | 0.3 | 0.3 | 0.3 | 0.3 | 0.3 | 0.3 | 0.3 | 0.3 | 0.3 | 0.3 | 0.3 | 0.3 | 0.3 | 0.3 | 0.3 | 0 | 0
| ASI PRIME 525 MW - DG S1835 | 0.06 | 0.06 | 0.06 | 0.06 | 0.06 | 0.06 | 0.06 | 0.06 | 0.06 | 0.06 | 0.06 | 0.06 | 0.06 | 0.06 | 0.06 | 0.06 | 0.06 | 0.06 | 0 | 0
| ASI PRIME 525 MW - DG W1725 | 13.59 | 13.59 | 13.59 | 13.59 | 13.59 | 13.59 | 13.59 | 13.59 | 13.59 | 13.59 | 13.59 | 13.59 | 13.59 | 13.59 | 13.59 | 13.59 | 13.59 | 0 | 0 | 0
| ASI PRIME 525 MW - DG W1730 | 6.05 | 6.05 | 6.05 | 6.05 | 6.05 | 6.05 | 6.05 | 6.05 | 6.05 | 6.05 | 6.05 | 6.05 | 6.05 | 6.05 | 6.05 | 6.05 | 6.05 | 6.05 | 6.05 | 6.05
| ASI PRIME 525 MW - DG W1735 | 1.88 | 1.88 | 1.88 | 1.88 | 1.88 | 1.88 | 1.88 | 1.88 | 1.88 | 1.88 | 1.88 | 1.88 | 1.88 | 1.88 | 1.88 | 1.88 | 1.88 | 1.88 | 1.88 | 1.88
| ASI PRIME 525 MW - DG W1815 | 0.45 | 0.45 | 0.45 | 0.45 | 0.45 | 0.45 | 0.45 | 0.45 | 0 | 0 | 0 | 0 | 0 | 0 | 0 | 0 | 0 | 0 | 0 | 0
| ASI PRIME 525 MW - DG W1820 | 0.3 | 0.3 | 0.3 | 0.3 | 0.3 | 0.3 | 0.3 | 0.3 | 0.3 | 0.3 | 0.3 | 0.3 | 0.3 | 0 | 0 | 0 | 0 | 0 | 0 | 0
| ASI PRIME 525 MW - DG W1825 | 9.21 | 9.21 | 9.21 | 9.21 | 9.21 | 9.21 | 9.21 | 9.21 | 9.21 | 9.21 | 9.21 | 9.21 | 9.21 | 9.21 | 9.21 | 9.21 | 9.21 | 9.21 | 0 | 0
| ASI PRIME 525 MW - DG W1830 | 22.39 | 22.39 | 22.39 | 22.39 | 22.39 | 22.39 | 22.39 | 22.39 | 22.39 | 22.39 | 22.39 | 22.39 | 22.39 | 22.39 | 22.39 | 22.39 | 22.39 | 22.39 | 22.39 | 22.39
| ASI PRIME 525 MW - DG W1835 | 6.28 | 6.28 | 6.28 | 6.28 | 6.28 | 6.28 | 6.28 | 6.28 | 6.28 | 6.28 | 6.28 | 6.28 | 6.28 | 6.28 | 6.28 | 6.28 | 6.28 | 6.28 | 6.28 | 6.28
| ASI PRIME 525 MW - US 1: BUTLER SOLAR | 100 | 100 | 100 | 100 | 100 | 100 | 100 | 100 | 100 | 100 | 100 | 100 | 100 | 100 | 100 | 100 | 100 | 100 | 100 | 100
| ASI PRIME 525 MW - US 1: DECATUR PARKWAY SOLAR PROJECT | 79.92 | 79.92 | 79.92 | 79.92 | 79.92 | 79.92 | 79.92 | 79.92 | 79.92 | 79.92 | 79.92 | 79.92 | 79.92 | 79.92 | 79.92 | 79.92 | 0 | 0 | 0 | 0
| ASI PRIME 525 MW - US 1: PAWPAW SOLAR | 30 | 30 | 30 | 30 | 30 | 30 | 30 | 30 | 30 | 30 | 30 | 30 | 30 | 30 | 30 | 30 | 30 | 30 | 30 | 30
| ASI PRIME 525 MW - US 2: LIVE OAK SOLAR | 51 | 51 | 51 | 51 | 51 | 51 | 51 | 51 | 51 | 51 | 51 | 51 | 51 | 51 | 51 | 51 | 51 | 51 | 51 | 51
| ASI PRIME 525 MW - US 2: WHITE OAK SOLAR | 76.5 | 76.5 | 76.5 | 76.5 | 76.5 | 76.5 | 76.5 | 76.5 | 76.5 | 76.5 | 76.5 | 76.5 | 76.5 | 76.5 | 76.5 | 76.5 | 76.5 | 76.5 | 76.5 | 76.5
| ASI PRIME 525 MW - US 2: WHITE PINE SOLAR | 101.25 | 101.25 | 101.25 | 101.25 | 101.25 | 101.25 | 101.25 | 101.25 | 101.25 | 101.25 | 101.25 | 101.25 | 101.25 | 101.25 | 101.25 | 101.25 | 101.25 | 101.25 | 101.25 | 101.25
| AXIUM US SOLAR HOLDINGS (SD&D) | 0.55 | 0.55 | 0 | 0 | 0 | 0 | 0 | 0 | 0 | 0 | 0 | 0 | 0 | 0 | 0 | 0 | 0 | 0 | 0 | 0
| BLUE CANYON | 250 | 250 | 250 | 250 | 250 | 250 | 250 | 250 | 250 | 250 | 250 | 0 | 0 | 0 | 0 | 0 | 0 | 0 | 0 | 0
| CCSP DG - ONLINE | 1.5 | 1.5 | 1.5 | 1.5 | 1.5 | 1.5 | 1.5 | 1.5 | 1.5 | 1.5 | 1.5 | 1.5 | 1.5 | 1.5 | 1.5 | 1.5 | 1.5 | 1.5 | 1.5 | 1.5
| CCSP DG - REMAINING | 23.5 | 23.5 | 23.5 | 23.5 | 23.5 | 23.5 | 23.5 | 23.5 | 23.5 | 23.5 | 23.5 | 23.5 | 23.5 | 23.5 | 23.5 | 23.5 | 23.5 | 23.5 | 23.5 | 23.5
| COCA-COLA | 6.3 | 6.3 | 6.3 | 6.3 | 6.3 | 6.3 | 6.3 | 6.3 | 6.3 | 6.3 | 6.3 | 0 | 0 | 0 | 0 | 0 | 0 | 0 | 0 | 0
| CONYERS RENEWABLE ENERGY | 3.077 | 3.077 | 3.077 | 3.077 | 3.077 | 3.077 | 3.077 | 3.077 | 3.077 | 3.077 | 3.077 | 3.077 | 0 | 0 | 0 | 0 | 0 | 0 | 0 | 0
| DAHLBERG 1 | 0 | 0 | 0 | 74.73 | 74.73 | 74.73 | 74.73 | 74.73 | 74.73 | 74.73 | 74.73 | 74.73 | 74.73 | 0 | 0 | 0 | 0 | 0 | 0 | 0
| DAHLBERG 10 | 75.211 | 75.211 | 75.211 | 75.211 | 75.211 | 75.211 | 75.211 | 75.211 | 75.211 | 75.211 | 0 | 0 | 0 | 0 | 0 | 0 | 0 | 0 | 0 | 0
| DAHLBERG 2 | 74.12 | 74.12 | 74.12 | 74.12 | 74.12 | 74.12 | 74.12 | 74.12 | 74.12 | 74.12 | 0 | 0 | 0 | 0 | 0 | 0 | 0 | 0 | 0 | 0
| DAHLBERG 3 | 0 | 0 | 0 | 74.677 | 74.677 | 74.677 | 74.677 | 74.677 | 74.677 | 74.677 | 74.677 | 74.677 | 74.677 | 0 | 0 | 0 | 0 | 0 | 0 | 0
| DAHLBERG 4 | 73.888 | 73.888 | 73.888 | 73.888 | 73.888 | 0 | 0 | 0 | 0 | 0 | 0 | 0 | 0 | 0 | 0 | 0 | 0 | 0 | 0 | 0
| DAHLBERG 5 | 0 | 0 | 0 | 74.735 | 74.735 | 74.735 | 74.735 | 74.735 | 74.735 | 74.735 | 74.735 | 74.735 | 74.735 | 0 | 0 | 0 | 0 | 0 | 0 | 0
| DAHLBERG 6 | 75.057 | 75.057 | 75.057 | 75.057 | 75.057 | 75.057 | 75.057 | 75.057 | 75.057 | 75.057 | 0 | 0 | 0 | 0 | 0 | 0 | 0 | 0 | 0 | 0
| DAHLBERG 8 | 74.159 | 74.159 | 74.159 | 74.159 | 74.159 | 74.159 | 74.159 | 74.159 | 74.159 | 74.159 | 0 | 0 | 0 | 0 | 0 | 0 | 0 | 0 | 0 | 0
| DAHLBERG 9 | 75.143 | 75.143 | 75.143 | 75.143 | 75.143 | 75.143 | 75.143 | 75.143 | 75.143 | 75.143 | 0 | 0 | 0 | 0 | 0 | 0 | 0 | 0 | 0 | 0
| EXELON HEARD 1 | 157.5 | 157.5 | 157.5 | 157.5 | 157.5 | 0 | 0 | 0 | 0 | 0 | 0 | 0 | 0 | 0 | 0 | 0 | 0 | 0 | 0 | 0
| EXELON HEARD 2 | 157.5 | 157.5 | 157.5 | 157.5 | 157.5 | 0 | 0 | 0 | 0 | 0 | 0 | 0 | 0 | 0 | 0 | 0 | 0 | 0 | 0 | 0
| EXELON HEARD 3 | 157.5 | 157.5 | 157.5 | 157.5 | 157.5 | 0 | 0 | 0 | 0 | 0 | 0 | 0 | 0 | 0 | 0 | 0 | 0 | 0 | 0 | 0
| EXELON HEARD 4 | 157.5 | 157.5 | 157.5 | 157.5 | 157.5 | 0 | 0 | 0 | 0 | 0 | 0 | 0 | 0 | 0 | 0 | 0 | 0 | 0 | 0 | 0
| EXELON HEARD 5 | 157.5 | 157.5 | 157.5 | 157.5 | 157.5 | 0 | 0 | 0 | 0 | 0 | 0 | 0 | 0 | 0 | 0 | 0 | 0 | 0 | 0 | 0
| EXELON HEARD 6 | 157.5 | 157.5 | 157.5 | 157.5 | 157.5 | 0 | 0 | 0 | 0 | 0 | 0 | 0 | 0 | 0 | 0 | 0 | 0 | 0 | 0 | 0
| GEORGIA RENEWABLE POWER FRANKLIN LLC | 58 | 58 | 58 | 58 | 58 | 58 | 58 | 58 | 58 | 58 | 58 | 58 | 58 | 58 | 58 | 58 | 58 | 58 | 58 | 58
| GEORGIA RENEWABLE POWER MADISON | 58 | 58 | 58 | 58 | 58 | 58 | 58 | 58 | 58 | 58 | 58 | 58 | 58 | 58 | 58 | 58 | 58 | 58 | 58 | 58
| GREEN POWER SOLUTIONS | 29 | 29 | 29 | 29 | 29 | 29 | 29 | 29 | 29 | 29 | 0 | 0 | 0 | 0 | 0 | 0 | 0 | 0 | 0 | 0
| HARRIS 1 | 640.625 | 640.625 | 640.625 | 640.625 | 640.625 | 0 | 0 | 0 | 0 | 0 | 0 | 0 | 0 | 0 | 0 | 0 | 0 | 0 | 0 | 0
| HARRIS 2 | 660.4 | 660.4 | 660.4 | 660.4 | 660.4 | 660.4 | 660.4 | 660.4 | 660.4 | 660.4 | 0 | 0 | 0 | 0 | 0 | 0 | 0 | 0 | 0 | 0
| INTERNATIONAL PAPER - FLINT RIVER | 29.05 | 29.05 | 29.05 | 29.05 | 29.05 | 29.05 | 29.05 | 29.05 | 29.05 | 29.05 | 29.05 | 29.05 | 0 | 0 | 0 | 0 | 0 | 0 | 0 | 0
| INTERNATIONAL PAPER - PORT WENTWORTH | 31.32 | 31.32 | 31.32 | 31.32 | 31.32 | 31.32 | 31.32 | 31.32 | 31.32 | 31.32 | 31.32 | 31.32 | 0 | 0 | 0 | 0 | 0 | 0 | 0 | 0
| LSS 50 MW - HSH PEMBROOKE | 1 | 1 | 1 | 1 | 1 | 1 | 1 | 1 | 1 | 1 | 0 | 0 | 0 | 0 | 0 | 0 | 0 | 0 | 0 | 0
| LSS 50 MW - SIMON SOLAR FARM | 30 | 30 | 30 | 30 | 30 | 30 | 30 | 30 | 30 | 30 | 0 | 0 | 0 | 0 | 0 | 0 | 0 | 0 | 0 | 0
| LSS 50 MW - SOLAR D&D CAMILLA | 16 | 16 | 16 | 16 | 16 | 16 | 16 | 16 | 16 | 16 | 0 | 0 | 0 | 0 | 0 | 0 | 0 | 0 | 0 | 0
| LSS 50 MW - SOLAR D&D CAMP (MERIWETHER COUNTY) | 3 | 3 | 3 | 3 | 3 | 3 | 3 | 3 | 3 | 3 | 0 | 0 | 0 | 0 | 0 | 0 | 0 | 0 | 0 | 0
| MAS GEORGIA LFG - OAK GROVE | 6.178 | 6.178 | 6.178 | 6.178 | 6.178 | 6.178 | 6.178 | 6.178 | 6.178 | 6.178 | 6.178 | 0 | 0 | 0 | 0 | 0 | 0 | 0 | 0 | 0
| MAS GEORGIA LFG - PINE RIDGE | 6.3 | 6.3 | 6.3 | 6.3 | 6.3 | 6.3 | 6.3 | 6.3 | 6.3 | 6.3 | 6.3 | 0 | 0 | 0 | 0 | 0 | 0 | 0 | 0 | 0
| MAS GEORGIA LFG - RICHLAND CREEK | 10.4 | 10.4 | 10.4 | 10.4 | 10.4 | 10.4 | 10.4 | 10.4 | 10.4 | 10.4 | 10.4 | 10.4 | 0 | 0 | 0 | 0 | 0 | 0 | 0 | 0
| MID-GEORGIA COGEN | 300 | 300 | 300 | 0 | 0 | 0 | 0 | 0 | 0 | 0 | 0 | 0 | 0 | 0 | 0 | 0 | 0 | 0 | 0 | 0
| MONROE POWER | 309 | 309 | 309 | 309 | 309 | 309 | 309 | 309 | 309 | 309 | 309 | 309 | 309 | 309 | 309 | 0 | 0 | 0 | 0 | 0
| MPC PPA | 750 | 750 | 750 | 750 | 0 | 0 | 0 | 0 | 0 | 0 | 0 | 0 | 0 | 0 | 0 | 0 | 0 | 0 | 0 | 0
| PIEDMONT GREEN POWER | 55 | 55 | 55 | 55 | 55 | 55 | 55 | 55 | 0 | 0 | 0 | 0 | 0 | 0 | 0 | 0 | 0 | 0 | 0 | 0
| REDI 1400 MW - C&I: DOUGHERTY COUNTY SOLAR | 120 | 120 | 120 | 120 | 120 | 120 | 120 | 120 | 120 | 120 | 120 | 120 | 120 | 120 | 120 | 120 | 120 | 120 | 120 | 120
| REDI 1400 MW - C&I: TANGLEWOOD SOLAR | 57.5 | 57.5 | 57.5 | 57.5 | 57.5 | 57.5 | 57.5 | 57.5 | 57.5 | 57.5 | 57.5 | 57.5 | 57.5 | 57.5 | 57.5 | 57.5 | 57.5 | 57.5 | 57.5 | 57.5
| REDI 1400 MW - DG CS S1920 | 0.48 | 0.48 | 0.48 | 0.48 | 0.48 | 0.48 | 0.48 | 0.48 | 0.48 | 0.48 | 0.48 | 0.48 | 0.48 | 0.48 | 0 | 0 | 0 | 0 | 0 | 0
| REDI 1400 MW - DG CS S1925 | 2.74 | 2.74 | 2.74 | 2.74 | 2.74 | 2.74 | 2.74 | 2.74 | 2.74 | 2.74 | 2.74 | 2.74 | 2.74 | 2.74 | 2.74 | 2.74 | 2.74 | 2.74 | 2.74 | 0
| REDI 1400 MW - DG CS S1930 | 5.89 | 5.89 | 5.89 | 5.89 | 5.89 | 5.89 | 5.89 | 5.89 | 5.89 | 5.89 | 5.89 | 5.89 | 5.89 | 5.89 | 5.89 | 5.89 | 5.89 | 5.89 | 5.89 | 5.89
| REDI 1400 MW - DG CS S1935 | 14.04 | 14.04 | 14.04 | 14.04 | 14.04 | 14.04 | 14.04 | 14.04 | 14.04 | 14.04 | 14.04 | 14.04 | 14.04 | 14.04 | 14.04 | 14.04 | 14.04 | 14.04 | 14.04 | 14.04
| REDI 1400 MW - DG CS W1925 | 1.61 | 1.61 | 1.61 | 1.61 | 1.61 | 1.61 | 1.61 | 1.61 | 1.61 | 1.61 | 1.61 | 1.61 | 1.61 | 1.61 | 1.61 | 1.61 | 1.61 | 1.61 | 1.61 | 0
| REDI 1400 MW - DG CS W1930 | 0.6 | 0.6 | 0.6 | 0.6 | 0.6 | 0.6 | 0.6 | 0.6 | 0.6 | 0.6 | 0.6 | 0.6 | 0.6 | 0.6 | 0.6 | 0.6 | 0.6 | 0.6 | 0.6 | 0.6
| REDI 1400 MW - DG CS W1935 | 10.61 | 10.61 | 10.61 | 10.61 | 10.61 | 10.61 | 10.61 | 10.61 | 10.61 | 10.61 | 10.61 | 10.61 | 10.61 | 10.61 | 10.61 | 10.61 | 10.61 | 10.61 | 10.61 | 10.61
| REDI 1400 MW - DG S2030 | 1.999 | 1.999 | 1.999 | 1.999 | 1.999 | 1.999 | 1.999 | 1.999 | 1.999 | 1.999 | 1.999 | 1.999 | 1.999 | 1.999 | 1.999 | 1.999 | 1.999 | 1.999 | 1.999 | 1.999
| REDI 1400 MW - DG S2035 | 75.31 | 75.31 | 75.31 | 75.31 | 75.31 | 75.31 | 75.31 | 75.31 | 75.31 | 75.31 | 75.31 | 75.31 | 75.31 | 75.31 | 75.31 | 75.31 | 75.31 | 75.31 | 75.31 | 75.31
| REDI 1400 MW - DG W2030 | 2.5 | 2.5 | 2.5 | 2.5 | 2.5 | 2.5 | 2.5 | 2.5 | 2.5 | 2.5 | 2.5 | 2.5 | 2.5 | 2.5 | 2.5 | 2.5 | 2.5 | 2.5 | 2.5 | 2.5
| REDI 1400 MW - DG W2035 | 6.9 | 6.9 | 6.9 | 6.9 | 6.9 | 6.9 | 6.9 | 6.9 | 6.9 | 6.9 | 6.9 | 6.9 | 6.9 | 6.9 | 6.9 | 6.9 | 6.9 | 6.9 | 6.9 | 6.9
| REDI 1400 MW - US 1: QUITMAN SOLAR | 150 | 150 | 150 | 150 | 150 | 150 | 150 | 150 | 150 | 150 | 150 | 150 | 150 | 150 | 150 | 150 | 150 | 150 | 150 | 150
| REDI 1400 MW - US 1: SOUTHERN OAK SOLAR | 160 | 160 | 160 | 160 | 160 | 160 | 160 | 160 | 160 | 160 | 160 | 160 | 160 | 160 | 160 | 160 | 160 | 160 | 160 | 160
| REDI 1400 MW - US 1: TWIGGS COUNTY SOLAR | 200 | 200 | 200 | 200 | 200 | 200 | 200 | 200 | 200 | 200 | 200 | 200 | 200 | 200 | 200 | 200 | 200 | 200 | 200 | 200
| REDI 1400 MW - US 2: COOL SPRINGS | 213 | 213 | 213 | 213 | 213 | 213 | 213 | 213 | 213 | 213 | 213 | 213 | 213 | 213 | 213 | 213 | 213 | 213 | 213 | 213
| REDI 1400 MW - US 2: HICKORY PARK | 195.5 | 195.5 | 195.5 | 195.5 | 195.5 | 195.5 | 195.5 | 195.5 | 195.5 | 195.5 | 195.5 | 195.5 | 195.5 | 195.5 | 195.5 | 195.5 | 195.5 | 195.5 | 195.5 | 195.5
| REDI 1400 MW - US 2: QUITMAN II | 150 | 150 | 150 | 150 | 150 | 150 | 150 | 150 | 150 | 150 | 150 | 150 | 150 | 150 | 150 | 150 | 150 | 150 | 150 | 150
| REDI CS2 | 3 | 3 | 3 | 3 | 3 | 3 | 3 | 3 | 3 | 3 | 3 | 3 | 3 | 3 | 3 | 3 | 3 | 3 | 3 | 3
| SANTA ROSA | 215 | 215 | 215 | 215 | 0 | 0 | 0 | 0 | 0 | 0 | 0 | 0 | 0 | 0 | 0 | 0 | 0 | 0 | 0 | 0
| SUPERIOR - WASTE MANAGEMENT | 6 | 6 | 6 | 6 | 6 | 6 | 6 | 6 | 6 | 6 | 6 | 6 | 0 | 0 | 0 | 0 | 0 | 0 | 0 | 0
| WALTON COUNTY | 0 | 0 | 0 | 0 | 0 | 0 | 0 | 0 | 0 | 0 | 0 | 0 | 0 | 0 | 0 | 0 | 0 | 0 | 0 | 0
| WANSLEY 6 | 0 | 0 | 0 | 0 | 0 | 0 | 0 | 0 | 0 | 0 | 0 | 0 | 0 | 0 | 0 | 0 | 0 | 0 | 0 | 0
| WANSLEY 7 | 597.9 | 597.9 | 597.9 | 597.9 | 597.9 | 597.9 | 597.9 | 597.9 | 597.9 | 597.9 | 0 | 0 | 0 | 0 | 0 | 0 | 0 | 0 | 0 | 0
| WASHINGTON COUNTY | 0 | 0 | 0 | 0 | 0 | 0 | 0 | 0 | 0 | 0 | 0 | 0 | 0 | 0 | 0 | 0 | 0 | 0 | 0 | 0
Dispatchable DSOs (MW) |  | 838.218 | 844.454 | 848.6134 | 847.8258 | 850.9883 | 854.6072 | 859.9032 | 862.9049 | 867.0712 | 871.2875 | 874.2875 | 878.3173 | 884.3891 | 890.3151 | 896.4146 | 909.7868 | 919.7434 | 930.3213 | 941.0132 | 951.2893
| CVR Level 1 | 222.4985 | 225.6165 | 227.6962 | 227.3024 | 228.8837 | 230.6931 | 233.3411 | 234.8419 | 236.9251 | 239.0332 | 240.5333 | 242.5482 | 245.5841 | 248.5471 | 251.5968 | 258.2829 | 263.2612 | 268.5502 | 273.8961 | 279.0342
| CVR Level 2 | 222.4985 | 225.6165 | 227.6962 | 227.3024 | 228.8837 | 230.6931 | 233.3411 | 234.8419 | 236.9251 | 239.0332 | 240.5333 | 242.5482 | 245.5841 | 248.5471 | 251.5968 | 258.2829 | 263.2612 | 268.5502 | 273.8961 | 279.0342
| DER Customer Program | 0 | 0 | 0 | 0 | 0 | 0 | 0 | 0 | 0 | 0 | 0 | 0 | 0 | 0 | 0 | 0 | 0 | 0 | 0 | 0
| DPEC | 225.581 | 225.581 | 225.581 | 225.581 | 225.581 | 225.581 | 225.581 | 225.581 | 225.581 | 225.581 | 225.581 | 225.581 | 225.581 | 225.581 | 225.581 | 225.581 | 225.581 | 225.581 | 225.581 | 225.581
| RTPeDA | 4.93 | 4.93 | 4.93 | 4.93 | 4.93 | 4.93 | 4.93 | 4.93 | 4.93 | 4.93 | 4.93 | 4.93 | 4.93 | 4.93 | 4.93 | 4.93 | 4.93 | 4.93 | 4.93 | 4.93
| RTPeHA | 130.21 | 130.21 | 130.21 | 130.21 | 130.21 | 130.21 | 130.21 | 130.21 | 130.21 | 130.21 | 130.21 | 130.21 | 130.21 | 130.21 | 130.21 | 130.21 | 130.21 | 130.21 | 130.21 | 130.21
| Temp Check | 32.5 | 32.5 | 32.5 | 32.5 | 32.5 | 32.5 | 32.5 | 32.5 | 32.5 | 32.5 | 32.5 | 32.5 | 32.5 | 32.5 | 32.5 | 32.5 | 32.5 | 32.5 | 32.5 | 32.5
Energy Storage |  | 0 | 0 | 845 | 845 | 845 | 845 | 845 | 845 | 845 | 845 | 845 | 845 | 843 | 843 | 843 | 843 | 843 | 843 | 843 | 843
| 2019 IRP BESS DEMO | 0 | 0 | 2 | 2 | 2 | 2 | 2 | 2 | 2 | 2 | 2 | 2 | 0 | 0 | 0 | 0 | 0 | 0 | 0 | 0
| 2019 IRP BESS DEMO - FORT STEWART 4 HR BESS | 0 | 0 | 13 | 13 | 13 | 13 | 13 | 13 | 13 | 13 | 13 | 13 | 13 | 13 | 13 | 13 | 13 | 13 | 13 | 13
| 2022 IRP MCGRAU FORD 2 HR BATTERY | 0 | 0 | 265 | 265 | 265 | 265 | 265 | 265 | 265 | 265 | 265 | 265 | 265 | 265 | 265 | 265 | 265 | 265 | 265 | 265
| 2023 IRP UPDATE - HAMMOND | 0 | 0 | 57.5 | 57.5 | 57.5 | 57.5 | 57.5 | 57.5 | 57.5 | 57.5 | 57.5 | 57.5 | 57.5 | 57.5 | 57.5 | 57.5 | 57.5 | 57.5 | 57.5 | 57.5
| 2023 IRP Update - MCGRAU FORD PHASE 2 | 0 | 0 | 265 | 265 | 265 | 265 | 265 | 265 | 265 | 265 | 265 | 265 | 265 | 265 | 265 | 265 | 265 | 265 | 265 | 265
| 2023 IRP UPDATE - MOODY AFB | 0 | 0 | 49.5 | 49.5 | 49.5 | 49.5 | 49.5 | 49.5 | 49.5 | 49.5 | 49.5 | 49.5 | 49.5 | 49.5 | 49.5 | 49.5 | 49.5 | 49.5 | 49.5 | 49.5
| 2023 IRP UPDATE - ROBINS AFB | 0 | 0 | 128 | 128 | 128 | 128 | 128 | 128 | 128 | 128 | 128 | 128 | 128 | 128 | 128 | 128 | 128 | 128 | 128 | 128
| MOSSY BRANCH | 0 | 0 | 65 | 65 | 65 | 65 | 65 | 65 | 65 | 65 | 65 | 65 | 65 | 65 | 65 | 65 | 65 | 65 | 65 | 65
2025 IRP Requests Projected Timing & Capacities - Extensions are Above |  | 0 | 52 | 65.5 | 86 | 206.5 | 314.457 | 456.468 | 473.968 | 487.468 | 500.968 | 500.968 | 500.968 | 500.968 | 500.968 | 314.24 | 314.24 | 314.24 | 314.24 | 314.24 | 314.24
| SCHERER 3 WHOLESALE-TO-RETAIL | 0 | 52 | 52 | 52 | 52 | 107.337 | 186.728 | 186.728 | 186.728 | 186.728 | 186.728 | 186.728 | 186.728 | 186.728 | 0 | 0 | 0 | 0 | 0 | 0
| MCINTOSH 1A UPRATE | 0 | 0 | 0 | 0 | 0 | 13.5 | 13.5 | 13.5 | 13.5 | 13.5 | 13.5 | 13.5 | 13.5 | 13.5 | 13.5 | 13.5 | 13.5 | 13.5 | 13.5 | 13.5
| MCINTOSH 2A UPRATE | 0 | 0 | 0 | 0 | 13.5 | 13.5 | 13.5 | 13.5 | 13.5 | 13.5 | 13.5 | 13.5 | 13.5 | 13.5 | 13.5 | 13.5 | 13.5 | 13.5 | 13.5 | 13.5
| MCINTOSH 3A UPRATE | 0 | 0 | 0 | 0 | 0 | 0 | 0 | 13.5 | 13.5 | 13.5 | 13.5 | 13.5 | 13.5 | 13.5 | 13.5 | 13.5 | 13.5 | 13.5 | 13.5 | 13.5
| MCINTOSH 4A UPRATE | 0 | 0 | 0 | 0 | 0 | 0 | 0 | 0 | 0 | 13.5 | 13.5 | 13.5 | 13.5 | 13.5 | 13.5 | 13.5 | 13.5 | 13.5 | 13.5 | 13.5
| MCINTOSH 5A UPRATE | 0 | 0 | 0 | 0 | 0 | 0 | 0 | 0 | 13.5 | 13.5 | 13.5 | 13.5 | 13.5 | 13.5 | 13.5 | 13.5 | 13.5 | 13.5 | 13.5 | 13.5
| MCINTOSH 6A UPRATE | 0 | 0 | 13.5 | 13.5 | 13.5 | 13.5 | 13.5 | 13.5 | 13.5 | 13.5 | 13.5 | 13.5 | 13.5 | 13.5 | 13.5 | 13.5 | 13.5 | 13.5 | 13.5 | 13.5
| MCINTOSH 7A UPRATE | 0 | 0 | 0 | 13.5 | 13.5 | 13.5 | 13.5 | 13.5 | 13.5 | 13.5 | 13.5 | 13.5 | 13.5 | 13.5 | 13.5 | 13.5 | 13.5 | 13.5 | 13.5 | 13.5
| MCINTOSH 8A UPRATE | 0 | 0 | 0 | 0 | 0 | 0 | 13.5 | 13.5 | 13.5 | 13.5 | 13.5 | 13.5 | 13.5 | 13.5 | 13.5 | 13.5 | 13.5 | 13.5 | 13.5 | 13.5
| MCINTOSH 10 UPRATE | 0 | 0 | 0 | 0 | 34 | 34 | 34 | 34 | 34 | 34 | 34 | 34 | 34 | 34 | 34 | 34 | 34 | 34 | 34 | 34
| MCINTOSH 11 UPRATE | 0 | 0 | 0 | 0 | 34 | 34 | 34 | 34 | 34 | 34 | 34 | 34 | 34 | 34 | 34 | 34 | 34 | 34 | 34 | 34
| HATCH 1 UPRATE | 0 | 0 | 0 | 0 | 0 | 30 | 30 | 30 | 30 | 30 | 30 | 30 | 30 | 30 | 30 | 30 | 30 | 30 | 30 | 30
| HATCH 2 UPRATE | 0 | 0 | 0 | 0 | 28 | 28 | 28 | 28 | 28 | 28 | 28 | 28 | 28 | 28 | 28 | 28 | 28 | 28 | 28 | 28
| VOGTLE 1 UPRATE | 0 | 0 | 0 | 0 | 7 | 7 | 27 | 27 | 27 | 27 | 27 | 27 | 27 | 27 | 27 | 27 | 27 | 27 | 27 | 27
| VOGTLE 2 UPRATE | 0 | 0 | 0 | 7 | 7 | 7 | 27 | 27 | 27 | 27 | 27 | 27 | 27 | 27 | 27 | 27 | 27 | 27 | 27 | 27
| GOAT ROCK 3 HY INCREMENTAL | 0 | 0 | 0 | 0 | 4 | 4 | 4 | 4 | 4 | 4 | 4 | 4 | 4 | 4 | 4 | 4 | 4 | 4 | 4 | 4
| GOAT ROCK 4 HY INCREMENTAL | 0 | 0 | 0 | 0 | 0 | 9.12 | 9.12 | 9.12 | 9.12 | 9.12 | 9.12 | 9.12 | 9.12 | 9.12 | 9.12 | 9.12 | 9.12 | 9.12 | 9.12 | 9.12
| GOAT ROCK 5 HY INCREMENTAL | 0 | 0 | 0 | 0 | 0 | 0 | 9.12 | 9.12 | 9.12 | 9.12 | 9.12 | 9.12 | 9.12 | 9.12 | 9.12 | 9.12 | 9.12 | 9.12 | 9.12 | 9.12
| GOAT ROCK 6 HY INCREMENTAL | 0 | 0 | 0 | 0 | 0 | 0 | 0 | 4 | 4 | 4 | 4 | 4 | 4 | 4 | 4 | 4 | 4 | 4 | 4 | 4