## Certification Tables B2026
Figure 3 – Georgia Power Winter Capacity Need with 2028-2031 Supplemental Resources | [7 empty] | Figure 4 – Georgia Power Summer Capacity Need with 2028-2031 Supplemental Resources
Year | Peak Demand | Owned Generating Capacity | Purchased Generating Capacity | Dispatchable DSOs | Total Capacity | Capacity Required to Meet GPC Target | GPC Reserve Margin | Year | Peak Demand | Owned Generating Capacity | Purchased Generating Capacity | Dispatchable DSOs | Total Capacity | Capacity Required to Meet GPC Target | GPC Reserve Margin
| (MW) | (MW) | (MW) | (MW) | (MW) | (MW) | (%) |  | (MW) | (MW) | (MW) | (MW) | (MW) | (MW) | (%)
| (A) | (B) | (B,C) | (B) | (B) | (D) |  |  | (A) | (B) | (B,C) | (B) | (B) | (D)
2025/2026 | 16616.9728 | 15216.4142 | 6011.9208 | 710.3004 | 21938.6354 | -1236.78 | 32.03% | 2026 | 18151.3339 | 14759.6045 | 7522.4793 | 803.3922 | 23085.476 | -1592.3767 | 27.18%
2026/2027 | 17506.9062 | 16597.4942 | 6241.9208 | 713.8188 | 23553.2338 | -1742.6764 | 34.54% | 2027 | 19796.2463 | 16080.3395 | 7521.9293 | 807.7141 | 24409.9829 | -969.1333 | 23.31%
2027/2028 | 19716.7004 | 17279.7342 | 7084.6128 | 714.306 | 25078.653 | -515.0766 | 27.19% | 2028 | 22100.788 | 17003.3395 | 8058.7713 | 806.8957 | 25869.0065 | 300.6642 | 17.05%
2028/2029 | 21974.898 | 19987.9322 | 6674.6128 | 716.773 | 27379.318 | 114.1384 | 24.59% | 2029 | 24229.4338 | 18626.1375 | 7653.7713 | 810.1818 | 27090.0906 | 1726.2555 | 11.81%
2029/2030 | 23700.7188 | 22206.4892 | 6659.6128 | 719.1738 | 29585.2759 | 67.4068 | 24.83% | 2030 | 25844.5587 | 22010.5345 | 7662.0743 | 813.942 | 30486.5508 | 250.682 | 17.96%
2030/2031 | 25064.8869 | 24679.6692 | 6713.8218 | 723.4173 | 32116.9083 | -757.4738 | 28.14% | 2031 | 26979.336 | 23041.9555 | 8834.9743 | 819.4448 | 32696.3746 | -609.538 | 21.19%
2031/2032 | 25783.2262 | 24708.9202 | 6763.8218 | 725.3603 | 32198.1023 | 60.0681 | 24.88% | 2032 | 27554.4733 | 23055.4555 | 9134.9743 | 822.5638 | 33012.9936 | -242.1395 | 19.81%
2032/2033 | 26273.1578 | 24718.2202 | 6708.7318 | 728.1545 | 32155.1066 | 716.032 | 22.39% | 2033 | 28006.8633 | 23068.9555 | 9079.2049 | 826.8928 | 32975.0532 | 333.8336 | 17.74%
2033/2034 | 26569.5377 | 24727.5202 | 6705.134 | 731.0293 | 32163.6835 | 1078.2649 | 21.05% | 2034 | 28312.0088 | 23082.4555 | 9064.7234 | 831.2738 | 32978.4527 | 693.3471 | 16.48%
2034/2035 | 26774.9243 | 24257.8442 | 5388.382 | 732.9098 | 30379.136 | 3119.7778 | 13.46% | 2035 | 28498.7986 | 22614.7795 | 7347.6874 | 834.391 | 30796.8579 | 3097.0933 | 8.064%
2035/2036 | 26863.1127 | 20105.8232 | 4806.9178 | 734.2572 | 25646.9983 | 7962.2507 | -4.527% | 2036 | 28587.9535 | 18583.7585 | 7219.5283 | 838.5783 | 26641.8651 | 7358.1189 | -6.807%
2036/2037 | 27075.4003 | 20105.8232 | 4739.9644 | 739.1069 | 25584.8945 | 8289.9539 | -5.505% | 2037 | 28819.6559 | 18583.7585 | 7061.0108 | 844.8872 | 26489.6565 | 7785.8939 | -8.085%
2037/2038 | 27273.3597 | 20105.8232 | 4390.2163 | 760.6201 | 25256.6596 | 8865.8617 | -7.394% | 2038 | 29043.2189 | 18583.7585 | 6836.7022 | 851.0447 | 26271.5053 | 8269.9311 | -9.543%
2038/2039 | 27431.0124 | 19457.3922 | 4390.2157 | 769.078 | 24616.6859 | 9703.0794 | -10.26% | 2039 | 29273.1352 | 17935.3275 | 6836.3902 | 857.3824 | 25629.1 | 9185.7785 | -12.45%
2039/2040 | 27543.6139 | 19457.3922 | 4030.1677 | 777.6641 | 24265.224 | 10195.4205 | -11.9% | 2040 | 29413.6505 | 17935.3275 | 6453.3902 | 871.277 | 25259.9946 | 9722.0004 | -14.12%
2040/2041 | 27925.0891 | 19457.3922 | 3923.1877 | 785.574 | 24166.1539 | 10771.7656 | -13.46% | 2041 | 29670.5244 | 17935.3275 | 6401.3762 | 881.6224 | 25218.3261 | 10069.1721 | -15.01%
2041/2042 | 28327.3986 | 19457.3922 | 3920.4457 | 795.4796 | 24173.3175 | 11267.9437 | -14.66% | 2042 | 29900.1498 | 17935.3275 | 6391.6869 | 892.6135 | 25219.6278 | 10340.9664 | -15.65%
2042/2043 | 28768.9409 | 19457.3922 | 3917.7983 | 806.0003 | 24181.1908 | 11812.4971 | -15.95% | 2043 | 30261.4216 | 17935.3275 | 6386.4234 | 903.723 | 25225.4738 | 10764.7852 | -16.64%
2043/2044 | 29189.2962 | 19457.3922 | 3917.5653 | 815.766 | 24190.7235 | 12328.8836 | -17.12% | 2044 | 30731.5104 | 17935.3275 | 6383.5959 | 914.4006 | 25233.3239 | 11316.0172 | -17.89%
Notes | [7 empty] | Notes
(A) Territorial Load requirements less non-dispatchable demand-side options (“DSOs”). | [7 empty] | (A) Territorial Load requirements less non-dispatchable DSOs.
(B) Values stated in effective load carrying capability ("ELCC") terms. ELCCs for All-Source RFP and Supplemental Resources are estimated at the resource level based on projected commercial operation dates. | [7 empty] | (B) Values stated in ELCC terms. ELCCs for All-Source RFP and Supplemental Resources are estimated at the resource level based on projected commercial operation dates.
(C) Includes territorial and imported power purchases. | [7 empty] | (C) Includes territorial and imported power purchases.
(D) Does not consider planning reserve sharing. Reflects GPC's Target Reserve Margin, resulting from a System Target Reserve Margin of 25.50% (2025-2027) and 26% (2028 and beyond). | [7 empty] | (D) Does not consider planning reserve sharing. Reflects GPC's Target Reserve Margin, resulting from a System Target Reserve Margin of 19.50% (2025-2027) and 20% (2028 and beyond).

## B2026 Winter MG0
Georgia Power Load vs. Capacity MG0 (Winter) with Budget 2026 Load Forecast, 2025 IRP Approvals, CARES 2023 RFP, Winter 2027_2028 BESS RFP, 2029-2031 All-Source RFP, and Supplemental Resources
| Year | 2026 | 2027 | 2028 | 2029 | 2030 | 2031 | 2032 | 2033 | 2034 | 2035 | 2036 | 2037 | 2038 | 2039 | 2040 | 2041 | 2042 | 2043 | 2044
| February 2025 Load Forecast Peak Demand (MW), (A) | 16616.9728 | 17506.9062 | 19716.7004 | 21974.898 | 23700.7188 | 25064.8869 | 25783.2262 | 26273.1578 | 26569.5377 | 26774.9243 | 26863.1127 | 27075.4003 | 27273.3597 | 27431.0124 | 27543.6139 | 27925.0891 | 28327.3986 | 28768.9409 | 29189.2962
| Owned Generating Capacity (MW), (B) | 15164.4142 | 16545.4942 | 16800.7342 | 17272.0322 | 17273.2122 | 17218.2582 | 17193.6622 | 17193.6622 | 17193.6622 | 16723.9862 | 12758.6932 | 12758.6932 | 12758.6932 | 12110.2622 | 12110.2622 | 12110.2622 | 12110.2622 | 12110.2622 | 12110.2622
| Purchased Generating Capacity (MW), (B,C) | 6011.9208 | 6241.9208 | 6503.3128 | 5723.3128 | 5758.3128 | 3805.7718 | 3805.7718 | 3750.6818 | 3747.084 | 2430.332 | 1848.8678 | 1781.9144 | 1432.1663 | 1432.1657 | 1072.1177 | 1052.1377 | 1049.3957 | 1046.7483 | 1046.5153
| Dispatchable DSOs (MW), (B) | 652.2801 | 655.7986 | 656.2857 | 658.7528 | 661.1536 | 665.3971 | 667.34 | 670.1343 | 673.0091 | 674.8896 | 676.237 | 681.0866 | 702.5999 | 711.0578 | 719.6438 | 727.5538 | 737.4593 | 747.9801 | 757.7458
| 2025 IRP Approvals, Excluding Extensions (MW), (B,D) | 110.0202 | 110.0202 | 110.0202 | 339.1202 | 410.7572 | 494.9012 | 598.7482 | 608.0482 | 617.3482 | 617.3482 | 430.6202 | 430.6202 | 430.6202 | 430.6202 | 430.6202 | 430.6202 | 430.6202 | 430.6202 | 430.6202
| CARES 2023 RFP (MW), (B) | 0 | 0 | 0 | 0 | 0 | 135.75 | 135.75 | 135.75 | 135.75 | 135.75 | 135.75 | 135.75 | 135.75 | 135.75 | 135.75 | 135.75 | 135.75 | 135.75 | 135.75
| Winter 2027_2028 BESS RFP (MW), (B) | 0 | 0 | 180 | 180 | 180 | 180 | 180 | 180 | 180 | 180 | 180 | 180 | 180 | 180 | 180 | 180 | 180 | 180 | 180
| 2029-2031 All-Source RFP (MW), (B,E) | 0 | 0 | 0 | 2074.8 | 4220.54 | 7843.53 | 7843.53 | 7843.53 | 7843.53 | 7843.53 | 7843.53 | 7843.53 | 7843.53 | 7843.53 | 7843.53 | 7756.53 | 7756.53 | 7756.53 | 7756.53
| Supplemental Resources (MW), (B,E) | 0 | 0 | 828.3 | 878.3 | 828.3 | 1773.3 | 1773.3 | 1773.3 | 1773.3 | 1773.3 | 1773.3 | 1773.3 | 1773.3 | 1773.3 | 1773.3 | 1773.3 | 1773.3 | 1773.3 | 1773.3
| Incremental Yates CT Capacity from FT Flexibility (MW) | 0 | 0 | 0 | 253 | 253 | 0 | 0 | 0 | 0 | 0 | 0 | 0 | 0 | 0 | 0 | 0 | 0 | 0 | 0
| Owned Generating Capacity after 2025 IRP Approvals, RFPs, & Supplementals (MW), (B) | 15216.4142 | 16597.4942 | 17279.7342 | 19987.9322 | 22206.4892 | 24679.6692 | 24708.9202 | 24718.2202 | 24727.5202 | 24257.8442 | 20105.8232 | 20105.8232 | 20105.8232 | 19457.3922 | 19457.3922 | 19457.3922 | 19457.3922 | 19457.3922 | 19457.3922
| Purchased Generating Capacity after 2025 IRP Approvals, RFPs, & Supplementals (MW), (B,C) | 6011.9208 | 6241.9208 | 7084.6128 | 6674.6128 | 6659.6128 | 6713.8218 | 6763.8218 | 6708.7318 | 6705.134 | 5388.382 | 4806.9178 | 4739.9644 | 4390.2163 | 4390.2157 | 4030.1677 | 3923.1877 | 3920.4457 | 3917.7983 | 3917.5653
| Dispatchable DSOs after 2025 IRP Approvals, RFPs, & Supplementals (MW), (B) | 710.3004 | 713.8188 | 714.306 | 716.773 | 719.1738 | 723.4173 | 725.3603 | 728.1545 | 731.0293 | 732.9098 | 734.2572 | 739.1069 | 760.6201 | 769.078 | 777.6641 | 785.574 | 795.4796 | 806.0003 | 815.766
| Total Capacity (MW), (B) | 21938.6354 | 23553.2338 | 25078.653 | 27379.318 | 29585.2759 | 32116.9083 | 32198.1023 | 32155.1066 | 32163.6835 | 30379.136 | 25646.9983 | 25584.8945 | 25256.6596 | 24616.6859 | 24265.224 | 24166.1539 | 24173.3175 | 24181.1908 | 24190.7235
| Capacity Required to Meet GPC Target (MW), (F) | -1236.78 | -1742.6764 | -515.0766 | 114.1384 | 67.4068 | -757.4738 | 60.0681 | 716.032 | 1078.2649 | 3119.7778 | 7962.2507 | 8289.9539 | 8865.8617 | 9703.0794 | 10195.4205 | 10771.7656 | 11267.9437 | 11812.4971 | 12328.8836
| GPC Reserve Margin (%) | 32.03% | 34.54% | 27.19% | 24.59% | 24.83% | 28.14% | 24.88% | 22.39% | 21.05% | 13.46% | -4.527% | -5.505% | -7.394% | -10.26% | -11.9% | -13.46% | -14.66% | -15.95% | -17.12%
(A) Territorial Load requirements less non-dispatchable DSOs.
|  | (B) Values stated in effective load carrying capability ("ELCC") terms. | [6 empty] | 0.24583 | 0.25113
(C) Includes territorial and imported power purchases.
(D) Excludes requests to extend Plant Scherer Unit 3 and Plant Gaston Units 1-4 and A beyond 12/31/2028. These extensions are already included in Owned Generating Capacity.
(E) ELCCs are estimated at the resource level based on projected commercial operation dates.
(F) Does not consider planning reserve sharing. Reflects GPC's Target Reserve Margin, resulting from a System Target Reserve Margin of 25.50% (2025-2027) and 26% (2028 and beyond).
Existing Capability
|  | 2026 | 2027 | 2028 | 2029 | 2030 | 2031 | 2032 | 2033 | 2034 | 2035 | 2036 | 2037 | 2038 | 2039 | 2040 | 2041 | 2042 | 2043 | 2044
Owned Generating Capacity (MW) |  | 15164.4142 | 16545.4942 | 16800.7342 | 17272.0322 | 17273.2122 | 17218.2582 | 17193.6622 | 17193.6622 | 17193.6622 | 16723.9862 | 12758.6932 | 12758.6932 | 12758.6932 | 12110.2622 | 12110.2622 | 12110.2622 | 12110.2622 | 12110.2622 | 12110.2622
Nuclear |  | 3049.3786 | 3049.3786 | 3049.3786 | 3049.3786 | 3049.3786 | 3049.3786 | 3049.3786 | 3049.3786 | 3049.3786 | 3049.3786 | 3049.3786 | 3049.3786 | 3049.3786 | 3049.3786 | 3049.3786 | 3049.3786 | 3049.3786 | 3049.3786 | 3049.3786
| HATCH 1 | 451.401 | 451.401 | 451.401 | 451.401 | 451.401 | 451.401 | 451.401 | 451.401 | 451.401 | 451.401 | 451.401 | 451.401 | 451.401 | 451.401 | 451.401 | 451.401 | 451.401 | 451.401 | 451.401
| HATCH 2 | 454.407 | 454.407 | 454.407 | 454.407 | 454.407 | 454.407 | 454.407 | 454.407 | 454.407 | 454.407 | 454.407 | 454.407 | 454.407 | 454.407 | 454.407 | 454.407 | 454.407 | 454.407 | 454.407
| VOGTLE 1 | 559.6771 | 559.6771 | 559.6771 | 559.6771 | 559.6771 | 559.6771 | 559.6771 | 559.6771 | 559.6771 | 559.6771 | 559.6771 | 559.6771 | 559.6771 | 559.6771 | 559.6771 | 559.6771 | 559.6771 | 559.6771 | 559.6771
| VOGTLE 2 | 562.9555 | 562.9555 | 562.9555 | 562.9555 | 562.9555 | 562.9555 | 562.9555 | 562.9555 | 562.9555 | 562.9555 | 562.9555 | 562.9555 | 562.9555 | 562.9555 | 562.9555 | 562.9555 | 562.9555 | 562.9555 | 562.9555
| VOGTLE 3 | 510.469 | 510.469 | 510.469 | 510.469 | 510.469 | 510.469 | 510.469 | 510.469 | 510.469 | 510.469 | 510.469 | 510.469 | 510.469 | 510.469 | 510.469 | 510.469 | 510.469 | 510.469 | 510.469
| VOGTLE 4 | 510.469 | 510.469 | 510.469 | 510.469 | 510.469 | 510.469 | 510.469 | 510.469 | 510.469 | 510.469 | 510.469 | 510.469 | 510.469 | 510.469 | 510.469 | 510.469 | 510.469 | 510.469 | 510.469
Coal |  | 4044.843 | 4044.843 | 4044.843 | 4044.843 | 4044.843 | 3989.889 | 3965.293 | 3965.293 | 3965.293 | 3965.293 | 0 | 0 | 0 | 0 | 0 | 0 | 0 | 0 | 0
| BOWEN 1 | 740 | 740 | 740 | 740 | 740 | 740 | 740 | 740 | 740 | 740 | 0 | 0 | 0 | 0 | 0 | 0 | 0 | 0 | 0
| BOWEN 2 | 760 | 760 | 760 | 760 | 760 | 760 | 760 | 760 | 760 | 760 | 0 | 0 | 0 | 0 | 0 | 0 | 0 | 0 | 0
| BOWEN 3 | 950 | 950 | 950 | 950 | 950 | 950 | 950 | 950 | 950 | 950 | 0 | 0 | 0 | 0 | 0 | 0 | 0 | 0 | 0
| BOWEN 4 | 910 | 910 | 910 | 910 | 910 | 910 | 910 | 910 | 910 | 910 | 0 | 0 | 0 | 0 | 0 | 0 | 0 | 0 | 0
| SCHERER 1 | 75.18 | 75.18 | 75.18 | 75.18 | 75.18 | 75.18 | 75.18 | 75.18 | 75.18 | 75.18 | 0 | 0 | 0 | 0 | 0 | 0 | 0 | 0 | 0
| SCHERER 2 | 72.24 | 72.24 | 72.24 | 72.24 | 72.24 | 72.24 | 72.24 | 72.24 | 72.24 | 72.24 | 0 | 0 | 0 | 0 | 0 | 0 | 0 | 0 | 0
| SCHERER 3 | 537.423 | 537.423 | 537.423 | 537.423 | 537.423 | 482.469 | 457.873 | 457.873 | 457.873 | 457.873 | 0 | 0 | 0 | 0 | 0 | 0 | 0 | 0 | 0
| WANSLEY 1 | 0 | 0 | 0 | 0 | 0 | 0 | 0 | 0 | 0 | 0 | 0 | 0 | 0 | 0 | 0 | 0 | 0 | 0 | 0
| WANSLEY 2 | 0 | 0 | 0 | 0 | 0 | 0 | 0 | 0 | 0 | 0 | 0 | 0 | 0 | 0 | 0 | 0 | 0 | 0 | 0
Combined Cycle |  | 4168.7 | 4168.7 | 4168.7 | 4168.7 | 4168.7 | 4168.7 | 4168.7 | 4168.7 | 4168.7 | 4168.7 | 4168.7 | 4168.7 | 4168.7 | 4168.7 | 4168.7 | 4168.7 | 4168.7 | 4168.7 | 4168.7
| MCDONOUGH 4 | 934 | 934 | 934 | 934 | 934 | 934 | 934 | 934 | 934 | 934 | 934 | 934 | 934 | 934 | 934 | 934 | 934 | 934 | 934
| MCDONOUGH 5 | 928 | 928 | 928 | 928 | 928 | 928 | 928 | 928 | 928 | 928 | 928 | 928 | 928 | 928 | 928 | 928 | 928 | 928 | 928
| MCDONOUGH 6 | 930 | 930 | 930 | 930 | 930 | 930 | 930 | 930 | 930 | 930 | 930 | 930 | 930 | 930 | 930 | 930 | 930 | 930 | 930
| MCINTOSH 10 | 691.7 | 691.7 | 691.7 | 691.7 | 691.7 | 691.7 | 691.7 | 691.7 | 691.7 | 691.7 | 691.7 | 691.7 | 691.7 | 691.7 | 691.7 | 691.7 | 691.7 | 691.7 | 691.7
| MCINTOSH 11 | 685 | 685 | 685 | 685 | 685 | 685 | 685 | 685 | 685 | 685 | 685 | 685 | 685 | 685 | 685 | 685 | 685 | 685 | 685
Oil/Gas Steam |  | 1108.107 | 1108.107 | 1108.107 | 1108.107 | 1108.107 | 1108.107 | 1108.107 | 1108.107 | 1108.107 | 648.431 | 648.431 | 648.431 | 648.431 | 0 | 0 | 0 | 0 | 0 | 0
| GASTON 1 GAS | 127 | 127 | 127 | 127 | 127 | 127 | 127 | 127 | 127 | 0 | 0 | 0 | 0 | 0 | 0 | 0 | 0 | 0 | 0
| GASTON 2 GAS | 128 | 128 | 128 | 128 | 128 | 128 | 128 | 128 | 128 | 0 | 0 | 0 | 0 | 0 | 0 | 0 | 0 | 0 | 0
| GASTON 3 GAS | 102.027 | 102.027 | 102.027 | 102.027 | 102.027 | 102.027 | 102.027 | 102.027 | 102.027 | 0 | 0 | 0 | 0 | 0 | 0 | 0 | 0 | 0 | 0
| GASTON 4 GAS | 102.649 | 102.649 | 102.649 | 102.649 | 102.649 | 102.649 | 102.649 | 102.649 | 102.649 | 0 | 0 | 0 | 0 | 0 | 0 | 0 | 0 | 0 | 0
| YATES 6 GAS | 322.749 | 322.749 | 322.749 | 322.749 | 322.749 | 322.749 | 322.749 | 322.749 | 322.749 | 322.749 | 322.749 | 322.749 | 322.749 | 0 | 0 | 0 | 0 | 0 | 0
| YATES 7 GAS | 325.682 | 325.682 | 325.682 | 325.682 | 325.682 | 325.682 | 325.682 | 325.682 | 325.682 | 325.682 | 325.682 | 325.682 | 325.682 | 0 | 0 | 0 | 0 | 0 | 0
Combustion Turbine |  | 1854.645 | 2211.265 | 2453.505 | 2924.803 | 2924.803 | 2924.803 | 2924.803 | 2924.803 | 2924.803 | 2914.803 | 2914.803 | 2914.803 | 2914.803 | 2914.803 | 2914.803 | 2914.803 | 2914.803 | 2914.803 | 2914.803
| GASTON A | 9.702 | 9.702 | 9.702 | 10 | 10 | 10 | 10 | 10 | 10 | 0 | 0 | 0 | 0 | 0 | 0 | 0 | 0 | 0 | 0
| MCDONOUGH 3A | 31.434 | 31.434 | 31.434 | 31.434 | 31.434 | 31.434 | 31.434 | 31.434 | 31.434 | 31.434 | 31.434 | 31.434 | 31.434 | 31.434 | 31.434 | 31.434 | 31.434 | 31.434 | 31.434
| MCDONOUGH 3B | 31.434 | 31.434 | 31.434 | 31.434 | 31.434 | 31.434 | 31.434 | 31.434 | 31.434 | 31.434 | 31.434 | 31.434 | 31.434 | 31.434 | 31.434 | 31.434 | 31.434 | 31.434 | 31.434
| MCINTOSH 1A | 94.5 | 94.5 | 94.5 | 94.5 | 94.5 | 94.5 | 94.5 | 94.5 | 94.5 | 94.5 | 94.5 | 94.5 | 94.5 | 94.5 | 94.5 | 94.5 | 94.5 | 94.5 | 94.5
| MCINTOSH 2A | 94.5 | 94.5 | 94.5 | 94.5 | 94.5 | 94.5 | 94.5 | 94.5 | 94.5 | 94.5 | 94.5 | 94.5 | 94.5 | 94.5 | 94.5 | 94.5 | 94.5 | 94.5 | 94.5
| MCINTOSH 3A | 94.5 | 94.5 | 94.5 | 94.5 | 94.5 | 94.5 | 94.5 | 94.5 | 94.5 | 94.5 | 94.5 | 94.5 | 94.5 | 94.5 | 94.5 | 94.5 | 94.5 | 94.5 | 94.5
| MCINTOSH 4A | 94.5 | 94.5 | 94.5 | 94.5 | 94.5 | 94.5 | 94.5 | 94.5 | 94.5 | 94.5 | 94.5 | 94.5 | 94.5 | 94.5 | 94.5 | 94.5 | 94.5 | 94.5 | 94.5
| MCINTOSH 5A | 94.5 | 94.5 | 94.5 | 94.5 | 94.5 | 94.5 | 94.5 | 94.5 | 94.5 | 94.5 | 94.5 | 94.5 | 94.5 | 94.5 | 94.5 | 94.5 | 94.5 | 94.5 | 94.5
| MCINTOSH 6A | 94.5 | 94.5 | 94.5 | 94.5 | 94.5 | 94.5 | 94.5 | 94.5 | 94.5 | 94.5 | 94.5 | 94.5 | 94.5 | 94.5 | 94.5 | 94.5 | 94.5 | 94.5 | 94.5
| MCINTOSH 7A | 94.5 | 94.5 | 94.5 | 94.5 | 94.5 | 94.5 | 94.5 | 94.5 | 94.5 | 94.5 | 94.5 | 94.5 | 94.5 | 94.5 | 94.5 | 94.5 | 94.5 | 94.5 | 94.5
| MCINTOSH 8A | 94.5 | 94.5 | 94.5 | 94.5 | 94.5 | 94.5 | 94.5 | 94.5 | 94.5 | 94.5 | 94.5 | 94.5 | 94.5 | 94.5 | 94.5 | 94.5 | 94.5 | 94.5 | 94.5
| MCMANUS 3A | 55.428 | 55.428 | 55.428 | 55.428 | 55.428 | 55.428 | 55.428 | 55.428 | 55.428 | 55.428 | 55.428 | 55.428 | 55.428 | 55.428 | 55.428 | 55.428 | 55.428 | 55.428 | 55.428
| MCMANUS 3B | 55.428 | 55.428 | 55.428 | 55.428 | 55.428 | 55.428 | 55.428 | 55.428 | 55.428 | 55.428 | 55.428 | 55.428 | 55.428 | 55.428 | 55.428 | 55.428 | 55.428 | 55.428 | 55.428
| MCMANUS 3C | 55.428 | 55.428 | 55.428 | 55.428 | 55.428 | 55.428 | 55.428 | 55.428 | 55.428 | 55.428 | 55.428 | 55.428 | 55.428 | 55.428 | 55.428 | 55.428 | 55.428 | 55.428 | 55.428
| MCMANUS 4A | 55.391 | 55.391 | 55.391 | 55.391 | 55.391 | 55.391 | 55.391 | 55.391 | 55.391 | 55.391 | 55.391 | 55.391 | 55.391 | 55.391 | 55.391 | 55.391 | 55.391 | 55.391 | 55.391
| MCMANUS 4B | 55.391 | 55.391 | 55.391 | 55.391 | 55.391 | 55.391 | 55.391 | 55.391 | 55.391 | 55.391 | 55.391 | 55.391 | 55.391 | 55.391 | 55.391 | 55.391 | 55.391 | 55.391 | 55.391
| MCMANUS 4C | 55.391 | 55.391 | 55.391 | 55.391 | 55.391 | 55.391 | 55.391 | 55.391 | 55.391 | 55.391 | 55.391 | 55.391 | 55.391 | 55.391 | 55.391 | 55.391 | 55.391 | 55.391 | 55.391
| MCMANUS 4D | 55.391 | 55.391 | 55.391 | 55.391 | 55.391 | 55.391 | 55.391 | 55.391 | 55.391 | 55.391 | 55.391 | 55.391 | 55.391 | 55.391 | 55.391 | 55.391 | 55.391 | 55.391 | 55.391
| MCMANUS 4E | 55.391 | 55.391 | 55.391 | 55.391 | 55.391 | 55.391 | 55.391 | 55.391 | 55.391 | 55.391 | 55.391 | 55.391 | 55.391 | 55.391 | 55.391 | 55.391 | 55.391 | 55.391 | 55.391
| MCMANUS 4F | 55.391 | 55.391 | 55.391 | 55.391 | 55.391 | 55.391 | 55.391 | 55.391 | 55.391 | 55.391 | 55.391 | 55.391 | 55.391 | 55.391 | 55.391 | 55.391 | 55.391 | 55.391 | 55.391
| MCMANUS DIESEL | 0 | 0 | 0 | 0 | 0 | 0 | 0 | 0 | 0 | 0 | 0 | 0 | 0 | 0 | 0 | 0 | 0 | 0 | 0
| WANSLEY 5A | 0 | 0 | 0 | 0 | 0 | 0 | 0 | 0 | 0 | 0 | 0 | 0 | 0 | 0 | 0 | 0 | 0 | 0 | 0
| WARNER ROBINS 1 | 93 | 93 | 93 | 93 | 93 | 93 | 93 | 93 | 93 | 93 | 93 | 93 | 93 | 93 | 93 | 93 | 93 | 93 | 93
| WARNER ROBINS 2 | 93 | 93 | 93 | 93 | 93 | 93 | 93 | 93 | 93 | 93 | 93 | 93 | 93 | 93 | 93 | 93 | 93 | 93 | 93
| WILSON 1A | 65.533 | 65.533 | 65.533 | 65.533 | 65.533 | 65.533 | 65.533 | 65.533 | 65.533 | 65.533 | 65.533 | 65.533 | 65.533 | 65.533 | 65.533 | 65.533 | 65.533 | 65.533 | 65.533
| WILSON 1B | 64.996 | 64.996 | 64.996 | 64.996 | 64.996 | 64.996 | 64.996 | 64.996 | 64.996 | 64.996 | 64.996 | 64.996 | 64.996 | 64.996 | 64.996 | 64.996 | 64.996 | 64.996 | 64.996
| WILSON 1C | 53.247 | 53.247 | 53.247 | 53.247 | 53.247 | 53.247 | 53.247 | 53.247 | 53.247 | 53.247 | 53.247 | 53.247 | 53.247 | 53.247 | 53.247 | 53.247 | 53.247 | 53.247 | 53.247
| WILSON 1D | 39.533 | 39.533 | 39.533 | 39.533 | 39.533 | 39.533 | 39.533 | 39.533 | 39.533 | 39.533 | 39.533 | 39.533 | 39.533 | 39.533 | 39.533 | 39.533 | 39.533 | 39.533 | 39.533
| WILSON 1E | 59.068 | 59.068 | 59.068 | 59.068 | 59.068 | 59.068 | 59.068 | 59.068 | 59.068 | 59.068 | 59.068 | 59.068 | 59.068 | 59.068 | 59.068 | 59.068 | 59.068 | 59.068 | 59.068
| WILSON 1F | 59.068 | 59.068 | 59.068 | 59.068 | 59.068 | 59.068 | 59.068 | 59.068 | 59.068 | 59.068 | 59.068 | 59.068 | 59.068 | 59.068 | 59.068 | 59.068 | 59.068 | 59.068 | 59.068
| WILSON DIESEL | 0 | 0 | 0 | 0 | 0 | 0 | 0 | 0 | 0 | 0 | 0 | 0 | 0 | 0 | 0 | 0 | 0 | 0 | 0
| YATES 10 | 0 | 0 | 199.62 | 356.62 | 356.62 | 356.62 | 356.62 | 356.62 | 356.62 | 356.62 | 356.62 | 356.62 | 356.62 | 356.62 | 356.62 | 356.62 | 356.62 | 356.62 | 356.62
| YATES 8 | 0 | 356.62 | 199.62 | 356.62 | 356.62 | 356.62 | 356.62 | 356.62 | 356.62 | 356.62 | 356.62 | 356.62 | 356.62 | 356.62 | 356.62 | 356.62 | 356.62 | 356.62 | 356.62
| YATES 9 | 0 | 0 | 199.62 | 356.62 | 356.62 | 356.62 | 356.62 | 356.62 | 356.62 | 356.62 | 356.62 | 356.62 | 356.62 | 356.62 | 356.62 | 356.62 | 356.62 | 356.62 | 356.62
Pump Storage |  | 403.3419 | 403.3419 | 403.3419 | 403.3419 | 403.3419 | 403.3419 | 403.3419 | 403.3419 | 403.3419 | 403.3419 | 403.3419 | 403.3419 | 403.3419 | 403.3419 | 403.3419 | 403.3419 | 403.3419 | 403.3419 | 403.3419
| ROCKY MTN 1 PS | 63.3806 | 63.3806 | 63.3806 | 63.3806 | 63.3806 | 63.3806 | 63.3806 | 63.3806 | 63.3806 | 63.3806 | 63.3806 | 63.3806 | 63.3806 | 63.3806 | 63.3806 | 63.3806 | 63.3806 | 63.3806 | 63.3806
| ROCKY MTN 2 PS | 63.3806 | 63.3806 | 63.3806 | 63.3806 | 63.3806 | 63.3806 | 63.3806 | 63.3806 | 63.3806 | 63.3806 | 63.3806 | 63.3806 | 63.3806 | 63.3806 | 63.3806 | 63.3806 | 63.3806 | 63.3806 | 63.3806
| ROCKY MTN 3 PS | 63.3806 | 63.3806 | 63.3806 | 63.3806 | 63.3806 | 63.3806 | 63.3806 | 63.3806 | 63.3806 | 63.3806 | 63.3806 | 63.3806 | 63.3806 | 63.3806 | 63.3806 | 63.3806 | 63.3806 | 63.3806 | 63.3806
| WALLACE DAM 1 PS | 53.3 | 53.3 | 53.3 | 53.3 | 53.3 | 53.3 | 53.3 | 53.3 | 53.3 | 53.3 | 53.3 | 53.3 | 53.3 | 53.3 | 53.3 | 53.3 | 53.3 | 53.3 | 53.3
| WALLACE DAM 2 PS | 53.3 | 53.3 | 53.3 | 53.3 | 53.3 | 53.3 | 53.3 | 53.3 | 53.3 | 53.3 | 53.3 | 53.3 | 53.3 | 53.3 | 53.3 | 53.3 | 53.3 | 53.3 | 53.3
| WALLACE DAM 5 PS | 53.3 | 53.3 | 53.3 | 53.3 | 53.3 | 53.3 | 53.3 | 53.3 | 53.3 | 53.3 | 53.3 | 53.3 | 53.3 | 53.3 | 53.3 | 53.3 | 53.3 | 53.3 | 53.3
| WALLACE DAM 6 PS | 53.3 | 53.3 | 53.3 | 53.3 | 53.3 | 53.3 | 53.3 | 53.3 | 53.3 | 53.3 | 53.3 | 53.3 | 53.3 | 53.3 | 53.3 | 53.3 | 53.3 | 53.3 | 53.3
Hydro |  | 691 | 696.82 | 696.82 | 696.82 | 696.82 | 696.82 | 696.82 | 696.82 | 696.82 | 696.82 | 696.82 | 696.82 | 696.82 | 696.82 | 696.82 | 696.82 | 696.82 | 696.82 | 696.82
| BARTLETT'S FERRY 1 HY | 16.74 | 16.74 | 16.74 | 16.74 | 16.74 | 16.74 | 16.74 | 16.74 | 16.74 | 16.74 | 16.74 | 16.74 | 16.74 | 16.74 | 16.74 | 16.74 | 16.74 | 16.74 | 16.74
| BARTLETT'S FERRY 2 HY | 16.74 | 16.74 | 16.74 | 16.74 | 16.74 | 16.74 | 16.74 | 16.74 | 16.74 | 16.74 | 16.74 | 16.74 | 16.74 | 16.74 | 16.74 | 16.74 | 16.74 | 16.74 | 16.74
| BARTLETT'S FERRY 3 HY | 16.74 | 16.74 | 16.74 | 16.74 | 16.74 | 16.74 | 16.74 | 16.74 | 16.74 | 16.74 | 16.74 | 16.74 | 16.74 | 16.74 | 16.74 | 16.74 | 16.74 | 16.74 | 16.74
| BARTLETT'S FERRY 4 HY | 22.31 | 22.31 | 22.31 | 22.31 | 22.31 | 22.31 | 22.31 | 22.31 | 22.31 | 22.31 | 22.31 | 22.31 | 22.31 | 22.31 | 22.31 | 22.31 | 22.31 | 22.31 | 22.31
| BARTLETT'S FERRY 5 HY | 60.29 | 60.29 | 60.29 | 60.29 | 60.29 | 60.29 | 60.29 | 60.29 | 60.29 | 60.29 | 60.29 | 60.29 | 60.29 | 60.29 | 60.29 | 60.29 | 60.29 | 60.29 | 60.29
| BARTLETT'S FERRY 6 HY | 60.29 | 60.29 | 60.29 | 60.29 | 60.29 | 60.29 | 60.29 | 60.29 | 60.29 | 60.29 | 60.29 | 60.29 | 60.29 | 60.29 | 60.29 | 60.29 | 60.29 | 60.29 | 60.29
| BURTON 1 HY | 4.35 | 4.35 | 4.35 | 4.35 | 4.35 | 4.35 | 4.35 | 4.35 | 4.35 | 4.35 | 4.35 | 4.35 | 4.35 | 4.35 | 4.35 | 4.35 | 4.35 | 4.35 | 4.35
| BURTON 2 HY | 4.35 | 4.35 | 4.35 | 4.35 | 4.35 | 4.35 | 4.35 | 4.35 | 4.35 | 4.35 | 4.35 | 4.35 | 4.35 | 4.35 | 4.35 | 4.35 | 4.35 | 4.35 | 4.35
| ESTATOAH 1 HY | 0 | 0 | 0 | 0 | 0 | 0 | 0 | 0 | 0 | 0 | 0 | 0 | 0 | 0 | 0 | 0 | 0 | 0 | 0
| FLINT RIVER 1 HY | 1.9 | 1.9 | 1.9 | 1.9 | 1.9 | 1.9 | 1.9 | 1.9 | 1.9 | 1.9 | 1.9 | 1.9 | 1.9 | 1.9 | 1.9 | 1.9 | 1.9 | 1.9 | 1.9
| FLINT RIVER 2 HY | 1.9 | 1.9 | 1.9 | 1.9 | 1.9 | 1.9 | 1.9 | 1.9 | 1.9 | 1.9 | 1.9 | 1.9 | 1.9 | 1.9 | 1.9 | 1.9 | 1.9 | 1.9 | 1.9
| FLINT RIVER 3 HY | 1.9 | 1.9 | 1.9 | 1.9 | 1.9 | 1.9 | 1.9 | 1.9 | 1.9 | 1.9 | 1.9 | 1.9 | 1.9 | 1.9 | 1.9 | 1.9 | 1.9 | 1.9 | 1.9
| GOAT ROCK 3 HY | 5.12 | 5.12 | 5.12 | 5.12 | 5.12 | 5.12 | 5.12 | 5.12 | 5.12 | 5.12 | 5.12 | 5.12 | 5.12 | 5.12 | 5.12 | 5.12 | 5.12 | 5.12 | 5.12
| GOAT ROCK 4 HY | 0 | 0 | 0 | 0 | 0 | 0 | 0 | 0 | 0 | 0 | 0 | 0 | 0 | 0 | 0 | 0 | 0 | 0 | 0
| GOAT ROCK 5 HY | 0 | 0 | 0 | 0 | 0 | 0 | 0 | 0 | 0 | 0 | 0 | 0 | 0 | 0 | 0 | 0 | 0 | 0 | 0
| GOAT ROCK 6 HY | 5.12 | 5.12 | 5.12 | 5.12 | 5.12 | 5.12 | 5.12 | 5.12 | 5.12 | 5.12 | 5.12 | 5.12 | 5.12 | 5.12 | 5.12 | 5.12 | 5.12 | 5.12 | 5.12
| GOAT ROCK 7 HY | 9.52 | 9.52 | 9.52 | 9.52 | 9.52 | 9.52 | 9.52 | 9.52 | 9.52 | 9.52 | 9.52 | 9.52 | 9.52 | 9.52 | 9.52 | 9.52 | 9.52 | 9.52 | 9.52
| GOAT ROCK 8 HY | 9.52 | 9.52 | 9.52 | 9.52 | 9.52 | 9.52 | 9.52 | 9.52 | 9.52 | 9.52 | 9.52 | 9.52 | 9.52 | 9.52 | 9.52 | 9.52 | 9.52 | 9.52 | 9.52
| LANGDALE 5 HY | 0 | 0 | 0 | 0 | 0 | 0 | 0 | 0 | 0 | 0 | 0 | 0 | 0 | 0 | 0 | 0 | 0 | 0 | 0
| LANGDALE 6 HY | 0 | 0 | 0 | 0 | 0 | 0 | 0 | 0 | 0 | 0 | 0 | 0 | 0 | 0 | 0 | 0 | 0 | 0 | 0
| LLOYD SHOALS 1 HY | 3.75 | 3.75 | 3.75 | 3.75 | 3.75 | 3.75 | 3.75 | 3.75 | 3.75 | 3.75 | 3.75 | 3.75 | 3.75 | 3.75 | 3.75 | 3.75 | 3.75 | 3.75 | 3.75
| LLOYD SHOALS 2 HY | 3.75 | 3.75 | 3.75 | 3.75 | 3.75 | 3.75 | 3.75 | 3.75 | 3.75 | 3.75 | 3.75 | 3.75 | 3.75 | 3.75 | 3.75 | 3.75 | 3.75 | 3.75 | 3.75
| LLOYD SHOALS 3 HY | 3.75 | 3.75 | 3.75 | 3.75 | 3.75 | 3.75 | 3.75 | 3.75 | 3.75 | 3.75 | 3.75 | 3.75 | 3.75 | 3.75 | 3.75 | 3.75 | 3.75 | 3.75 | 3.75
| LLOYD SHOALS 4 HY | 3.75 | 3.75 | 3.75 | 3.75 | 3.75 | 3.75 | 3.75 | 3.75 | 3.75 | 3.75 | 3.75 | 3.75 | 3.75 | 3.75 | 3.75 | 3.75 | 3.75 | 3.75 | 3.75
| LLOYD SHOALS 5 HY | 3.75 | 3.75 | 3.75 | 3.75 | 3.75 | 3.75 | 3.75 | 3.75 | 3.75 | 3.75 | 3.75 | 3.75 | 3.75 | 3.75 | 3.75 | 3.75 | 3.75 | 3.75 | 3.75
| LLOYD SHOALS 6 HY | 3.75 | 3.75 | 3.75 | 3.75 | 3.75 | 3.75 | 3.75 | 3.75 | 3.75 | 3.75 | 3.75 | 3.75 | 3.75 | 3.75 | 3.75 | 3.75 | 3.75 | 3.75 | 3.75
| MORGAN FALLS 1 HY | 1.67 | 1.67 | 1.67 | 1.67 | 1.67 | 1.67 | 1.67 | 1.67 | 1.67 | 1.67 | 1.67 | 1.67 | 1.67 | 1.67 | 1.67 | 1.67 | 1.67 | 1.67 | 1.67
| MORGAN FALLS 2 HY | 1.67 | 1.67 | 1.67 | 1.67 | 1.67 | 1.67 | 1.67 | 1.67 | 1.67 | 1.67 | 1.67 | 1.67 | 1.67 | 1.67 | 1.67 | 1.67 | 1.67 | 1.67 | 1.67
| MORGAN FALLS 3 HY | 0 | 0 | 0 | 0 | 0 | 0 | 0 | 0 | 0 | 0 | 0 | 0 | 0 | 0 | 0 | 0 | 0 | 0 | 0
| MORGAN FALLS 4 HY | 0 | 0 | 0 | 0 | 0 | 0 | 0 | 0 | 0 | 0 | 0 | 0 | 0 | 0 | 0 | 0 | 0 | 0 | 0
| MORGAN FALLS 5 HY | 1.67 | 1.67 | 1.67 | 1.67 | 1.67 | 1.67 | 1.67 | 1.67 | 1.67 | 1.67 | 1.67 | 1.67 | 1.67 | 1.67 | 1.67 | 1.67 | 1.67 | 1.67 | 1.67
| MORGAN FALLS 6 HY | 1.67 | 1.67 | 1.67 | 1.67 | 1.67 | 1.67 | 1.67 | 1.67 | 1.67 | 1.67 | 1.67 | 1.67 | 1.67 | 1.67 | 1.67 | 1.67 | 1.67 | 1.67 | 1.67
| MORGAN FALLS 7 HY | 1.67 | 1.67 | 1.67 | 1.67 | 1.67 | 1.67 | 1.67 | 1.67 | 1.67 | 1.67 | 1.67 | 1.67 | 1.67 | 1.67 | 1.67 | 1.67 | 1.67 | 1.67 | 1.67
| NACOOCHEE 1 HY | 3 | 3 | 3 | 3 | 3 | 3 | 3 | 3 | 3 | 3 | 3 | 3 | 3 | 3 | 3 | 3 | 3 | 3 | 3
| NACOOCHEE 2 HY | 3 | 3 | 3 | 3 | 3 | 3 | 3 | 3 | 3 | 3 | 3 | 3 | 3 | 3 | 3 | 3 | 3 | 3 | 3
| NORTH HIGHLANDS 1 HY | 10.82 | 10.82 | 10.82 | 10.82 | 10.82 | 10.82 | 10.82 | 10.82 | 10.82 | 10.82 | 10.82 | 10.82 | 10.82 | 10.82 | 10.82 | 10.82 | 10.82 | 10.82 | 10.82
| NORTH HIGHLANDS 2 HY | 10.82 | 10.82 | 10.82 | 10.82 | 10.82 | 10.82 | 10.82 | 10.82 | 10.82 | 10.82 | 10.82 | 10.82 | 10.82 | 10.82 | 10.82 | 10.82 | 10.82 | 10.82 | 10.82
| NORTH HIGHLANDS 3 HY | 10.82 | 10.82 | 10.82 | 10.82 | 10.82 | 10.82 | 10.82 | 10.82 | 10.82 | 10.82 | 10.82 | 10.82 | 10.82 | 10.82 | 10.82 | 10.82 | 10.82 | 10.82 | 10.82
| NORTH HIGHLANDS 4 HY | 2.35 | 2.35 | 2.35 | 2.35 | 2.35 | 2.35 | 2.35 | 2.35 | 2.35 | 2.35 | 2.35 | 2.35 | 2.35 | 2.35 | 2.35 | 2.35 | 2.35 | 2.35 | 2.35
| OLIVER 1 HY | 17.46 | 17.46 | 17.46 | 17.46 | 17.46 | 17.46 | 17.46 | 17.46 | 17.46 | 17.46 | 17.46 | 17.46 | 17.46 | 17.46 | 17.46 | 17.46 | 17.46 | 17.46 | 17.46
| OLIVER 2 HY | 17.46 | 17.46 | 17.46 | 17.46 | 17.46 | 17.46 | 17.46 | 17.46 | 17.46 | 17.46 | 17.46 | 17.46 | 17.46 | 17.46 | 17.46 | 17.46 | 17.46 | 17.46 | 17.46
| OLIVER 3 HY | 17.46 | 17.46 | 17.46 | 17.46 | 17.46 | 17.46 | 17.46 | 17.46 | 17.46 | 17.46 | 17.46 | 17.46 | 17.46 | 17.46 | 17.46 | 17.46 | 17.46 | 17.46 | 17.46
| OLIVER 4 HY | 0 | 5.82 | 5.82 | 5.82 | 5.82 | 5.82 | 5.82 | 5.82 | 5.82 | 5.82 | 5.82 | 5.82 | 5.82 | 5.82 | 5.82 | 5.82 | 5.82 | 5.82 | 5.82
| RIVERVIEW 1 HY | 0 | 0 | 0 | 0 | 0 | 0 | 0 | 0 | 0 | 0 | 0 | 0 | 0 | 0 | 0 | 0 | 0 | 0 | 0
| RIVERVIEW 2 HY | 0 | 0 | 0 | 0 | 0 | 0 | 0 | 0 | 0 | 0 | 0 | 0 | 0 | 0 | 0 | 0 | 0 | 0 | 0
| SINCLAIR 1 HY | 21.95 | 21.95 | 21.95 | 21.95 | 21.95 | 21.95 | 21.95 | 21.95 | 21.95 | 21.95 | 21.95 | 21.95 | 21.95 | 21.95 | 21.95 | 21.95 | 21.95 | 21.95 | 21.95
| SINCLAIR 2 HY | 21.95 | 21.95 | 21.95 | 21.95 | 21.95 | 21.95 | 21.95 | 21.95 | 21.95 | 21.95 | 21.95 | 21.95 | 21.95 | 21.95 | 21.95 | 21.95 | 21.95 | 21.95 | 21.95
| TALLULAH 1 HY | 12.15 | 12.15 | 12.15 | 12.15 | 12.15 | 12.15 | 12.15 | 12.15 | 12.15 | 12.15 | 12.15 | 12.15 | 12.15 | 12.15 | 12.15 | 12.15 | 12.15 | 12.15 | 12.15
| TALLULAH 2 HY | 12.15 | 12.15 | 12.15 | 12.15 | 12.15 | 12.15 | 12.15 | 12.15 | 12.15 | 12.15 | 12.15 | 12.15 | 12.15 | 12.15 | 12.15 | 12.15 | 12.15 | 12.15 | 12.15
| TALLULAH 3 HY | 12.15 | 12.15 | 12.15 | 12.15 | 12.15 | 12.15 | 12.15 | 12.15 | 12.15 | 12.15 | 12.15 | 12.15 | 12.15 | 12.15 | 12.15 | 12.15 | 12.15 | 12.15 | 12.15
| TALLULAH 4 HY | 12.15 | 12.15 | 12.15 | 12.15 | 12.15 | 12.15 | 12.15 | 12.15 | 12.15 | 12.15 | 12.15 | 12.15 | 12.15 | 12.15 | 12.15 | 12.15 | 12.15 | 12.15 | 12.15
| TALLULAH 5 HY | 12.15 | 12.15 | 12.15 | 12.15 | 12.15 | 12.15 | 12.15 | 12.15 | 12.15 | 12.15 | 12.15 | 12.15 | 12.15 | 12.15 | 12.15 | 12.15 | 12.15 | 12.15 | 12.15
| TALLULAH 6 HY | 12.15 | 12.15 | 12.15 | 12.15 | 12.15 | 12.15 | 12.15 | 12.15 | 12.15 | 12.15 | 12.15 | 12.15 | 12.15 | 12.15 | 12.15 | 12.15 | 12.15 | 12.15 | 12.15
| TERRORA 1 HY | 8.75 | 8.75 | 8.75 | 8.75 | 8.75 | 8.75 | 8.75 | 8.75 | 8.75 | 8.75 | 8.75 | 8.75 | 8.75 | 8.75 | 8.75 | 8.75 | 8.75 | 8.75 | 8.75
| TERRORA 2 HY | 8.75 | 8.75 | 8.75 | 8.75 | 8.75 | 8.75 | 8.75 | 8.75 | 8.75 | 8.75 | 8.75 | 8.75 | 8.75 | 8.75 | 8.75 | 8.75 | 8.75 | 8.75 | 8.75
| TUGALO 1 HY | 13.1 | 13.1 | 13.1 | 13.1 | 13.1 | 13.1 | 13.1 | 13.1 | 13.1 | 13.1 | 13.1 | 13.1 | 13.1 | 13.1 | 13.1 | 13.1 | 13.1 | 13.1 | 13.1
| TUGALO 2 HY | 13.1 | 13.1 | 13.1 | 13.1 | 13.1 | 13.1 | 13.1 | 13.1 | 13.1 | 13.1 | 13.1 | 13.1 | 13.1 | 13.1 | 13.1 | 13.1 | 13.1 | 13.1 | 13.1
| TUGALO 3 HY | 13.1 | 13.1 | 13.1 | 13.1 | 13.1 | 13.1 | 13.1 | 13.1 | 13.1 | 13.1 | 13.1 | 13.1 | 13.1 | 13.1 | 13.1 | 13.1 | 13.1 | 13.1 | 13.1
| TUGALO 4 HY | 13.1 | 13.1 | 13.1 | 13.1 | 13.1 | 13.1 | 13.1 | 13.1 | 13.1 | 13.1 | 13.1 | 13.1 | 13.1 | 13.1 | 13.1 | 13.1 | 13.1 | 13.1 | 13.1
| WALLACE DAM 3 HY | 57.44 | 57.44 | 57.44 | 57.44 | 57.44 | 57.44 | 57.44 | 57.44 | 57.44 | 57.44 | 57.44 | 57.44 | 57.44 | 57.44 | 57.44 | 57.44 | 57.44 | 57.44 | 57.44
| WALLACE DAM 4 HY | 57.44 | 57.44 | 57.44 | 57.44 | 57.44 | 57.44 | 57.44 | 57.44 | 57.44 | 57.44 | 57.44 | 57.44 | 57.44 | 57.44 | 57.44 | 57.44 | 57.44 | 57.44 | 57.44
| YONAH 1 HY | 9.53 | 9.53 | 9.53 | 9.53 | 9.53 | 9.53 | 9.53 | 9.53 | 9.53 | 9.53 | 9.53 | 9.53 | 9.53 | 9.53 | 9.53 | 9.53 | 9.53 | 9.53 | 9.53
| YONAH 2 HY | 9.53 | 9.53 | 9.53 | 9.53 | 9.53 | 9.53 | 9.53 | 9.53 | 9.53 | 9.53 | 9.53 | 9.53 | 9.53 | 9.53 | 9.53 | 9.53 | 9.53 | 9.53 | 9.53
| YONAH 3 HY | 9.53 | 9.53 | 9.53 | 9.53 | 9.53 | 9.53 | 9.53 | 9.53 | 9.53 | 9.53 | 9.53 | 9.53 | 9.53 | 9.53 | 9.53 | 9.53 | 9.53 | 9.53 | 9.53
Solar |  | 50.7888 | 50.7888 | 50.7888 | 50.7888 | 51.9688 | 51.9688 | 51.9688 | 51.9688 | 51.9688 | 51.9688 | 51.9688 | 51.9688 | 51.9688 | 51.9688 | 51.9688 | 51.9688 | 51.9688 | 51.9688 | 51.9688
| COMMUNITY SOLAR - COMER | 0.216 | 0.216 | 0.216 | 0.216 | 0.216 | 0.216 | 0.216 | 0.216 | 0.216 | 0.216 | 0.216 | 0.216 | 0.216 | 0.216 | 0.216 | 0.216 | 0.216 | 0.216 | 0.216
| COMMUNITY SOLAR - GUYTON | 0.36 | 0.36 | 0.36 | 0.36 | 0.36 | 0.36 | 0.36 | 0.36 | 0.36 | 0.36 | 0.36 | 0.36 | 0.36 | 0.36 | 0.36 | 0.36 | 0.36 | 0.36 | 0.36
| COMMUNITY SOLAR - WAYNESBORO | 0.24 | 0.24 | 0.24 | 0.24 | 0.24 | 0.24 | 0.24 | 0.24 | 0.24 | 0.24 | 0.24 | 0.24 | 0.24 | 0.24 | 0.24 | 0.24 | 0.24 | 0.24 | 0.24
| FALCONS | 0.102 | 0.102 | 0.102 | 0.102 | 0.102 | 0.102 | 0.102 | 0.102 | 0.102 | 0.102 | 0.102 | 0.102 | 0.102 | 0.102 | 0.102 | 0.102 | 0.102 | 0.102 | 0.102
| FORT BENNING | 6 | 6 | 6 | 6 | 6 | 6 | 6 | 6 | 6 | 6 | 6 | 6 | 6 | 6 | 6 | 6 | 6 | 6 | 6
| FORT GORDON | 6 | 6 | 6 | 6 | 6 | 6 | 6 | 6 | 6 | 6 | 6 | 6 | 6 | 6 | 6 | 6 | 6 | 6 | 6
| FORT STEWART SOLAR | 6 | 6 | 6 | 6 | 6 | 6 | 6 | 6 | 6 | 6 | 6 | 6 | 6 | 6 | 6 | 6 | 6 | 6 | 6
| FORT VALLEY STATE UNIVERSITY | 1.08 | 1.08 | 1.08 | 1.08 | 1.08 | 1.08 | 1.08 | 1.08 | 1.08 | 1.08 | 1.08 | 1.08 | 1.08 | 1.08 | 1.08 | 1.08 | 1.08 | 1.08 | 1.08
| KINGS BAY SOLAR | 6.032 | 6.032 | 6.032 | 6.032 | 6.032 | 6.032 | 6.032 | 6.032 | 6.032 | 6.032 | 6.032 | 6.032 | 6.032 | 6.032 | 6.032 | 6.032 | 6.032 | 6.032 | 6.032
| MCINTOSH CLOSED ASH POND | 0.5 | 0.5 | 0.5 | 0.5 | 0.5 | 0.5 | 0.5 | 0.5 | 0.5 | 0.5 | 0.5 | 0.5 | 0.5 | 0.5 | 0.5 | 0.5 | 0.5 | 0.5 | 0.5
| MCLB | 6.232 | 6.232 | 6.232 | 6.232 | 6.232 | 6.232 | 6.232 | 6.232 | 6.232 | 6.232 | 6.232 | 6.232 | 6.232 | 6.232 | 6.232 | 6.232 | 6.232 | 6.232 | 6.232
| MOODY AFB | 4.95 | 4.95 | 4.95 | 4.95 | 4.95 | 4.95 | 4.95 | 4.95 | 4.95 | 4.95 | 4.95 | 4.95 | 4.95 | 4.95 | 4.95 | 4.95 | 4.95 | 4.95 | 4.95
| RIGHT OF WAY SOLAR | 0.08 | 0.08 | 0.08 | 0.08 | 0.08 | 0.08 | 0.08 | 0.08 | 0.08 | 0.08 | 0.08 | 0.08 | 0.08 | 0.08 | 0.08 | 0.08 | 0.08 | 0.08 | 0.08
| ROBINS AFB | 12.8 | 12.8 | 12.8 | 12.8 | 12.8 | 12.8 | 12.8 | 12.8 | 12.8 | 12.8 | 12.8 | 12.8 | 12.8 | 12.8 | 12.8 | 12.8 | 12.8 | 12.8 | 12.8
| UGA SOLAR | 0.1968 | 0.1968 | 0.1968 | 0.1968 | 0.1968 | 0.1968 | 0.1968 | 0.1968 | 0.1968 | 0.1968 | 0.1968 | 0.1968 | 0.1968 | 0.1968 | 0.1968 | 0.1968 | 0.1968 | 0.1968 | 0.1968
| Unassigned Self-Build Solar | 0 | 0 | 0 | 0 | 1.18 | 1.18 | 1.18 | 1.18 | 1.18 | 1.18 | 1.18 | 1.18 | 1.18 | 1.18 | 1.18 | 1.18 | 1.18 | 1.18 | 1.18
System Sales |  | -206.39 | 2e-21 | 2e-21 | 2e-21 | 2e-21 | 2e-21 | 2e-21 | 2e-21 | 2e-21 | 2e-21 | 2e-21 | 2e-21 | 2e-21 | 2e-21 | 2e-21 | 2e-21 | 2e-21 | 2e-21 | 2e-21
| SYSTEM SALE | -206.39 | 2e-21 | 2e-21 | 2e-21 | 2e-21 | 2e-21 | 2e-21 | 2e-21 | 2e-21 | 2e-21 | 2e-21 | 2e-21 | 2e-21 | 2e-21 | 2e-21 | 2e-21 | 2e-21 | 2e-21 | 2e-21
Purchased Generating Capacity (MW) |  | 6011.9208 | 6241.9208 | 6503.3128 | 5723.3128 | 5758.3128 | 3805.7718 | 3805.7718 | 3750.6818 | 3747.084 | 2430.332 | 1848.8678 | 1781.9144 | 1432.1663 | 1432.1657 | 1072.1177 | 1052.1377 | 1049.3957 | 1046.7483 | 1046.5153
| 2019 IRP RENEWABLES - DG S2230 | 0.24 | 0.24 | 0.24 | 0.24 | 0.24 | 0.24 | 0.24 | 0.24 | 0.24 | 0.24 | 0.24 | 0.24 | 0.24 | 0.24 | 0.24 | 0.24 | 0.24 | 0.24 | 0.24
| 2019 IRP RENEWABLES - DG S2330 | 1.802 | 1.802 | 1.802 | 1.802 | 1.802 | 1.802 | 1.802 | 1.802 | 1.802 | 1.802 | 1.802 | 1.802 | 1.802 | 1.802 | 1.802 | 1.802 | 1.802 | 1.802 | 1.802
| 2019 IRP RENEWABLES - DG S2430 | 0.03 | 0.03 | 0.03 | 0.03 | 0.03 | 0.03 | 0.03 | 0.03 | 0.03 | 0.03 | 0.03 | 0.03 | 0.03 | 0.03 | 0.03 | 0.03 | 0.03 | 0.03 | 0.03
| 2019 IRP RENEWABLES - DG W2330 | 1.2173 | 1.2173 | 1.2173 | 1.2173 | 1.2173 | 1.2173 | 1.2173 | 1.2173 | 1.2173 | 1.2173 | 1.2173 | 1.2173 | 1.2173 | 1.2173 | 1.2173 | 1.2173 | 1.2173 | 1.2173 | 1.2173
| 2019 IRP RENEWABLES - DG W2430 | 1.159 | 1.159 | 1.159 | 1.159 | 1.159 | 1.159 | 1.159 | 1.159 | 1.159 | 1.159 | 1.159 | 1.159 | 1.159 | 1.159 | 1.159 | 1.159 | 1.159 | 1.159 | 1.159
| 2022 IRP BIOMASS - AGE | 0 | 0 | 0 | 0 | 35 | 35 | 35 | 35 | 35 | 35 | 35 | 35 | 35 | 35 | 35 | 35 | 35 | 35 | 35
| 2022 IRP ESS RFP | 0 | 0 | 0 | 500 | 500 | 500 | 500 | 500 | 500 | 500 | 500 | 500 | 500 | 500 | 500 | 500 | 500 | 500 | 500
| 2022 IRP SOLAR DG RFP 1 | 2.2 | 2.2 | 2.2 | 2.2 | 2.2 | 2.2 | 2.2 | 2.2 | 2.2 | 2.2 | 2.2 | 2.2 | 2.2 | 2.2 | 2.2 | 2.2 | 2.2 | 2.2 | 2.2
| 2022 IRP SOLAR DG RFP 2 | 12.45 | 12.45 | 12.45 | 12.45 | 12.45 | 12.45 | 12.45 | 12.45 | 12.45 | 12.45 | 12.45 | 12.45 | 12.45 | 12.45 | 12.45 | 12.45 | 12.45 | 12.45 | 12.45
| 2022 IRP SOLAR US RFP 1 | 0 | 0 | 0 | 0 | 0 | 0 | 0 | 0 | 0 | 0 | 0 | 0 | 0 | 0 | 0 | 0 | 0 | 0 | 0
| 2022 IRP SOLAR US RFP 2 | 0 | 0 | 0 | 0 | 0 | 114.1 | 114.1 | 114.1 | 114.1 | 114.1 | 114.1 | 114.1 | 114.1 | 114.1 | 114.1 | 114.1 | 114.1 | 114.1 | 114.1
| 2022/2023 US - FLINT RIVER SOLAR | 10 | 10 | 10 | 10 | 10 | 10 | 10 | 10 | 10 | 10 | 10 | 10 | 10 | 10 | 10 | 10 | 10 | 10 | 10
| 2022/2023 US - TIMBERLAND SOLAR | 7 | 7 | 7 | 7 | 7 | 7 | 7 | 7 | 7 | 7 | 7 | 7 | 7 | 7 | 7 | 7 | 7 | 7 | 7
| 2022/2023 US - WADLEY SOLAR | 13 | 13 | 13 | 13 | 13 | 13 | 13 | 13 | 13 | 13 | 13 | 13 | 13 | 13 | 13 | 13 | 13 | 13 | 13
| 2022/2023 US - WASHINGTON COUNTY SOLAR | 7.5 | 7.5 | 7.5 | 7.5 | 7.5 | 7.5 | 7.5 | 7.5 | 7.5 | 7.5 | 7.5 | 7.5 | 7.5 | 7.5 | 7.5 | 7.5 | 7.5 | 7.5 | 7.5
| 2023 IRP UPDATE BESS RFP | 0 | 0 | 0 | 0 | 0 | 0 | 0 | 0 | 0 | 0 | 0 | 0 | 0 | 0 | 0 | 0 | 0 | 0 | 0
| ADDISON 1 (WEST GA) | 185.896 | 185.896 | 185.896 | 185.896 | 185.896 | 0 | 0 | 0 | 0 | 0 | 0 | 0 | 0 | 0 | 0 | 0 | 0 | 0 | 0
| ADDISON 3 (WEST GA) | 180.896 | 180.896 | 180.896 | 180.896 | 180.896 | 0 | 0 | 0 | 0 | 0 | 0 | 0 | 0 | 0 | 0 | 0 | 0 | 0 | 0
| ALBANY RENEWABLE ENERGY | 49.5 | 49.5 | 49.5 | 49.5 | 49.5 | 49.5 | 49.5 | 49.5 | 49.5 | 49.5 | 49.5 | 49.5 | 0 | 0 | 0 | 0 | 0 | 0 | 0
| ASI CLASSIC 210 MW - DG S1320 | 0.156 | 0.156 | 0.156 | 0.156 | 0.156 | 0.156 | 0.156 | 0.156 | 0 | 0 | 0 | 0 | 0 | 0 | 0 | 0 | 0 | 0 | 0
| ASI CLASSIC 210 MW - DG S1420 | 1.858 | 1.858 | 1.858 | 1.858 | 1.858 | 1.858 | 1.858 | 1.858 | 1.858 | 0 | 0 | 0 | 0 | 0 | 0 | 0 | 0 | 0 | 0
| ASI CLASSIC 210 MW - DG S1520 | 5.722 | 5.722 | 5.722 | 5.722 | 5.722 | 5.722 | 5.722 | 5.722 | 5.722 | 5.722 | 0 | 0 | 0 | 0 | 0 | 0 | 0 | 0 | 0
| ASI CLASSIC 210 MW - DG S1620 | 0.482 | 0.482 | 0.482 | 0.482 | 0.482 | 0.482 | 0.482 | 0.482 | 0.482 | 0.482 | 0.482 | 0 | 0 | 0 | 0 | 0 | 0 | 0 | 0
| ASI CLASSIC 210 MW - DG W1420 | 3.408 | 3.408 | 3.408 | 3.408 | 3.408 | 3.408 | 3.408 | 3.408 | 0 | 0 | 0 | 0 | 0 | 0 | 0 | 0 | 0 | 0 | 0
| ASI CLASSIC 210 MW - DG W1520 | 3.694 | 3.694 | 3.694 | 3.694 | 3.694 | 3.694 | 3.694 | 3.694 | 3.694 | 0 | 0 | 0 | 0 | 0 | 0 | 0 | 0 | 0 | 0
| ASI CLASSIC 210 MW - DG W1620 | 0.2802 | 0.2802 | 0.2802 | 0.2802 | 0.2802 | 0.2802 | 0.2802 | 0.2802 | 0.2802 | 0.2802 | 0 | 0 | 0 | 0 | 0 | 0 | 0 | 0 | 0
| ASI CLASSIC 210 MW - US 1: DUBLIN SOLAR CENTER - DUBLIN | 1.02 | 1.02 | 1.02 | 1.02 | 1.02 | 1.02 | 1.02 | 1.02 | 1.02 | 1.02 | 0 | 0 | 0 | 0 | 0 | 0 | 0 | 0 | 0
| ASI CLASSIC 210 MW - US 1: RICHLAND SOLAR CENTER | 5 | 5 | 5 | 5 | 5 | 5 | 5 | 5 | 5 | 5 | 0 | 0 | 0 | 0 | 0 | 0 | 0 | 0 | 0
| ASI CLASSIC 210 MW - US 1: RINCON SOLAR CENTER | 4 | 4 | 4 | 4 | 4 | 4 | 4 | 4 | 4 | 4 | 4 | 0 | 0 | 0 | 0 | 0 | 0 | 0 | 0
| ASI CLASSIC 210 MW - US 2: BUTLER SOLAR FARM | 4 | 4 | 4 | 4 | 4 | 4 | 4 | 4 | 4 | 4 | 4 | 0 | 0 | 0 | 0 | 0 | 0 | 0 | 0
| ASI CLASSIC 210 MW - US 2: DECATUR COUNTY SOLAR PROJECT | 4.725 | 4.725 | 4.725 | 4.725 | 4.725 | 4.725 | 4.725 | 4.725 | 4.725 | 4.725 | 0 | 0 | 0 | 0 | 0 | 0 | 0 | 0 | 0
| ASI CLASSIC 210 MW - US 2: HECATE ENERGY - OLD MIDVILLE RD LLC | 5 | 5 | 5 | 5 | 5 | 5 | 5 | 5 | 5 | 5 | 5 | 0 | 0 | 0 | 0 | 0 | 0 | 0 | 0
| ASI CLASSIC 210 MW - US 2: SOLAR GLYNN | 3.536 | 3.536 | 3.536 | 3.536 | 3.536 | 3.536 | 3.536 | 3.536 | 3.536 | 3.536 | 3.536 | 0 | 0 | 0 | 0 | 0 | 0 | 0 | 0
| ASI PRIME 525 MW - DG S1625 | 0.024 | 0.024 | 0.024 | 0.024 | 0.024 | 0.024 | 0.024 | 0.024 | 0.024 | 0.024 | 0.024 | 0.024 | 0.024 | 0.024 | 0.024 | 0.024 | 0 | 0 | 0
| ASI PRIME 525 MW - DG S1635 | 0.064 | 0.064 | 0.064 | 0.064 | 0.064 | 0.064 | 0.064 | 0.064 | 0.064 | 0.064 | 0.064 | 0.064 | 0.064 | 0.064 | 0.064 | 0.064 | 0.064 | 0.064 | 0.064
| ASI PRIME 525 MW - DG S1725 | 0.8054 | 0.8054 | 0.8054 | 0.8054 | 0.8054 | 0.8054 | 0.8054 | 0.8054 | 0.8054 | 0.8054 | 0.8054 | 0.8054 | 0.8054 | 0.8054 | 0.8054 | 0.8054 | 0.8054 | 0 | 0
| ASI PRIME 525 MW - DG S1730 | 1.22 | 1.22 | 1.22 | 1.22 | 1.22 | 1.22 | 1.22 | 1.22 | 1.22 | 1.22 | 1.22 | 1.22 | 1.22 | 1.22 | 1.22 | 1.22 | 1.22 | 1.22 | 1.22
| ASI PRIME 525 MW - DG S1735 | 1.404 | 1.404 | 1.404 | 1.404 | 1.404 | 1.404 | 1.404 | 1.404 | 1.404 | 1.404 | 1.404 | 1.404 | 1.404 | 1.404 | 1.404 | 1.404 | 1.404 | 1.404 | 1.404
| ASI PRIME 525 MW - DG S1815 | 0.0338 | 0.0338 | 0.0338 | 0.0338 | 0.0338 | 0.0338 | 0.0338 | 0.0338 | 0 | 0 | 0 | 0 | 0 | 0 | 0 | 0 | 0 | 0 | 0
| ASI PRIME 525 MW - DG S1820 | 0.0006 | 0.0006 | 0.0006 | 0.0006 | 0.0006 | 0.0006 | 0.0006 | 0.0006 | 0.0006 | 0.0006 | 0.0006 | 0.0006 | 0.0006 | 0 | 0 | 0 | 0 | 0 | 0
| ASI PRIME 525 MW - DG S1825 | 0.06 | 0.06 | 0.06 | 0.06 | 0.06 | 0.06 | 0.06 | 0.06 | 0.06 | 0.06 | 0.06 | 0.06 | 0.06 | 0.06 | 0.06 | 0.06 | 0.06 | 0.06 | 0
| ASI PRIME 525 MW - DG S1835 | 0.012 | 0.012 | 0.012 | 0.012 | 0.012 | 0.012 | 0.012 | 0.012 | 0.012 | 0.012 | 0.012 | 0.012 | 0.012 | 0.012 | 0.012 | 0.012 | 0.012 | 0.012 | 0
| ASI PRIME 525 MW - DG W1725 | 2.718 | 2.718 | 2.718 | 2.718 | 2.718 | 2.718 | 2.718 | 2.718 | 2.718 | 2.718 | 2.718 | 2.718 | 2.718 | 2.718 | 2.718 | 2.718 | 0 | 0 | 0
| ASI PRIME 525 MW - DG W1730 | 1.21 | 1.21 | 1.21 | 1.21 | 1.21 | 1.21 | 1.21 | 1.21 | 1.21 | 1.21 | 1.21 | 1.21 | 1.21 | 1.21 | 1.21 | 1.21 | 1.21 | 1.21 | 1.21
| ASI PRIME 525 MW - DG W1735 | 0.376 | 0.376 | 0.376 | 0.376 | 0.376 | 0.376 | 0.376 | 0.376 | 0.376 | 0.376 | 0.376 | 0.376 | 0.376 | 0.376 | 0.376 | 0.376 | 0.376 | 0.376 | 0.376
| ASI PRIME 525 MW - DG W1815 | 0.09 | 0.09 | 0.09 | 0.09 | 0.09 | 0.09 | 0.09 | 0 | 0 | 0 | 0 | 0 | 0 | 0 | 0 | 0 | 0 | 0 | 0
| ASI PRIME 525 MW - DG W1820 | 0.06 | 0.06 | 0.06 | 0.06 | 0.06 | 0.06 | 0.06 | 0.06 | 0.06 | 0.06 | 0.06 | 0.06 | 0 | 0 | 0 | 0 | 0 | 0 | 0
| ASI PRIME 525 MW - DG W1825 | 1.842 | 1.842 | 1.842 | 1.842 | 1.842 | 1.842 | 1.842 | 1.842 | 1.842 | 1.842 | 1.842 | 1.842 | 1.842 | 1.842 | 1.842 | 1.842 | 1.842 | 0 | 0
| ASI PRIME 525 MW - DG W1830 | 4.478 | 4.478 | 4.478 | 4.478 | 4.478 | 4.478 | 4.478 | 4.478 | 4.478 | 4.478 | 4.478 | 4.478 | 4.478 | 4.478 | 4.478 | 4.478 | 4.478 | 4.478 | 4.478
| ASI PRIME 525 MW - DG W1835 | 1.256 | 1.256 | 1.256 | 1.256 | 1.256 | 1.256 | 1.256 | 1.256 | 1.256 | 1.256 | 1.256 | 1.256 | 1.256 | 1.256 | 1.256 | 1.256 | 1.256 | 1.256 | 1.256
| ASI PRIME 525 MW - US 1: BUTLER SOLAR | 25 | 25 | 25 | 25 | 25 | 25 | 25 | 25 | 25 | 25 | 25 | 25 | 25 | 25 | 25 | 25 | 25 | 25 | 25
| ASI PRIME 525 MW - US 1: DECATUR PARKWAY SOLAR PROJECT | 19.98 | 19.98 | 19.98 | 19.98 | 19.98 | 19.98 | 19.98 | 19.98 | 19.98 | 19.98 | 19.98 | 19.98 | 19.98 | 19.98 | 19.98 | 0 | 0 | 0 | 0
| ASI PRIME 525 MW - US 1: PAWPAW SOLAR | 7.5 | 7.5 | 7.5 | 7.5 | 7.5 | 7.5 | 7.5 | 7.5 | 7.5 | 7.5 | 7.5 | 7.5 | 7.5 | 7.5 | 7.5 | 7.5 | 7.5 | 7.5 | 7.5
| ASI PRIME 525 MW - US 2: LIVE OAK SOLAR | 10.2 | 10.2 | 10.2 | 10.2 | 10.2 | 10.2 | 10.2 | 10.2 | 10.2 | 10.2 | 10.2 | 10.2 | 10.2 | 10.2 | 10.2 | 10.2 | 10.2 | 10.2 | 10.2
| ASI PRIME 525 MW - US 2: WHITE OAK SOLAR | 15.3 | 15.3 | 15.3 | 15.3 | 15.3 | 15.3 | 15.3 | 15.3 | 15.3 | 15.3 | 15.3 | 15.3 | 15.3 | 15.3 | 15.3 | 15.3 | 15.3 | 15.3 | 15.3
| ASI PRIME 525 MW - US 2: WHITE PINE SOLAR | 20.25 | 20.25 | 20.25 | 20.25 | 20.25 | 20.25 | 20.25 | 20.25 | 20.25 | 20.25 | 20.25 | 20.25 | 20.25 | 20.25 | 20.25 | 20.25 | 20.25 | 20.25 | 20.25
| AXIUM US SOLAR HOLDINGS (SD&D) | 0.2 | 0.2 | 0 | 0 | 0 | 0 | 0 | 0 | 0 | 0 | 0 | 0 | 0 | 0 | 0 | 0 | 0 | 0 | 0
| BLUE CANYON | 82 | 82 | 82 | 82 | 82 | 82 | 82 | 82 | 82 | 82 | 0 | 0 | 0 | 0 | 0 | 0 | 0 | 0 | 0
| CCSP DG - ONLINE | 0 | 0 | 0 | 0 | 0 | 0 | 0 | 0 | 0 | 0 | 0 | 0 | 0 | 0 | 0 | 0 | 0 | 0 | 0
| CCSP DG - REMAINING | 0 | 0 | 0 | 0 | 0 | 0 | 0 | 0 | 0 | 0 | 0 | 0 | 0 | 0 | 0 | 0 | 0 | 0 | 0
| COCA-COLA | 6.3 | 6.3 | 6.3 | 6.3 | 6.3 | 6.3 | 6.3 | 6.3 | 6.3 | 6.3 | 0 | 0 | 0 | 0 | 0 | 0 | 0 | 0 | 0
| CONYERS RENEWABLE ENERGY | 3.077 | 3.077 | 3.077 | 3.077 | 3.077 | 3.077 | 3.077 | 3.077 | 3.077 | 3.077 | 3.077 | 3.077 | 0 | 0 | 0 | 0 | 0 | 0 | 0
| DAHLBERG 1 | 0 | 0 | 87.006 | 87.006 | 87.006 | 87.006 | 87.006 | 87.006 | 87.006 | 87.006 | 87.006 | 87.006 | 0 | 0 | 0 | 0 | 0 | 0 | 0
| DAHLBERG 10 | 87.838 | 87.838 | 87.838 | 87.838 | 87.838 | 87.838 | 87.838 | 87.838 | 87.838 | 87.838 | 0 | 0 | 0 | 0 | 0 | 0 | 0 | 0 | 0
| DAHLBERG 2 | 87.408 | 87.408 | 87.408 | 87.408 | 87.408 | 87.408 | 87.408 | 87.408 | 87.408 | 87.408 | 0 | 0 | 0 | 0 | 0 | 0 | 0 | 0 | 0
| DAHLBERG 3 | 0 | 0 | 87.169 | 87.169 | 87.169 | 87.169 | 87.169 | 87.169 | 87.169 | 87.169 | 87.169 | 87.169 | 0 | 0 | 0 | 0 | 0 | 0 | 0
| DAHLBERG 4 | 87.149 | 87.149 | 87.149 | 87.149 | 87.149 | 0 | 0 | 0 | 0 | 0 | 0 | 0 | 0 | 0 | 0 | 0 | 0 | 0 | 0
| DAHLBERG 5 | 0 | 0 | 87.417 | 87.417 | 87.417 | 87.417 | 87.417 | 87.417 | 87.417 | 87.417 | 87.417 | 87.417 | 0 | 0 | 0 | 0 | 0 | 0 | 0
| DAHLBERG 6 | 87.737 | 87.737 | 87.737 | 87.737 | 87.737 | 87.737 | 87.737 | 87.737 | 87.737 | 87.737 | 0 | 0 | 0 | 0 | 0 | 0 | 0 | 0 | 0
| DAHLBERG 8 | 86.224 | 86.224 | 86.224 | 86.224 | 86.224 | 86.224 | 86.224 | 86.224 | 86.224 | 86.224 | 0 | 0 | 0 | 0 | 0 | 0 | 0 | 0 | 0
| DAHLBERG 9 | 88.21 | 88.21 | 88.21 | 88.21 | 88.21 | 88.21 | 88.21 | 88.21 | 88.21 | 88.21 | 0 | 0 | 0 | 0 | 0 | 0 | 0 | 0 | 0
| EXELON HEARD 1 | 157.5 | 157.5 | 157.5 | 157.5 | 157.5 | 0 | 0 | 0 | 0 | 0 | 0 | 0 | 0 | 0 | 0 | 0 | 0 | 0 | 0
| EXELON HEARD 2 | 157.5 | 157.5 | 157.5 | 157.5 | 157.5 | 0 | 0 | 0 | 0 | 0 | 0 | 0 | 0 | 0 | 0 | 0 | 0 | 0 | 0
| EXELON HEARD 3 | 157.5 | 157.5 | 157.5 | 157.5 | 157.5 | 0 | 0 | 0 | 0 | 0 | 0 | 0 | 0 | 0 | 0 | 0 | 0 | 0 | 0
| EXELON HEARD 4 | 157.5 | 157.5 | 157.5 | 157.5 | 157.5 | 0 | 0 | 0 | 0 | 0 | 0 | 0 | 0 | 0 | 0 | 0 | 0 | 0 | 0
| EXELON HEARD 5 | 157.5 | 157.5 | 157.5 | 157.5 | 157.5 | 0 | 0 | 0 | 0 | 0 | 0 | 0 | 0 | 0 | 0 | 0 | 0 | 0 | 0
| EXELON HEARD 6 | 157.5 | 157.5 | 157.5 | 157.5 | 157.5 | 0 | 0 | 0 | 0 | 0 | 0 | 0 | 0 | 0 | 0 | 0 | 0 | 0 | 0
| GEORGIA RENEWABLE POWER FRANKLIN LLC | 58 | 58 | 58 | 58 | 58 | 58 | 58 | 58 | 58 | 58 | 58 | 58 | 58 | 58 | 58 | 58 | 58 | 58 | 58
| GEORGIA RENEWABLE POWER MADISON | 58 | 58 | 58 | 58 | 58 | 58 | 58 | 58 | 58 | 58 | 58 | 58 | 58 | 58 | 58 | 58 | 58 | 58 | 58
| GREEN POWER SOLUTIONS | 29 | 29 | 29 | 29 | 29 | 29 | 29 | 29 | 29 | 29 | 0 | 0 | 0 | 0 | 0 | 0 | 0 | 0 | 0
| HARRIS 1 | 667.7 | 667.7 | 667.7 | 667.7 | 667.7 | 0 | 0 | 0 | 0 | 0 | 0 | 0 | 0 | 0 | 0 | 0 | 0 | 0 | 0
| HARRIS 2 | 689.5 | 689.5 | 689.5 | 689.5 | 689.5 | 689.5 | 689.5 | 689.5 | 689.5 | 0 | 0 | 0 | 0 | 0 | 0 | 0 | 0 | 0 | 0
| INTERNATIONAL PAPER - FLINT RIVER | 26.8974 | 26.8974 | 26.8974 | 26.8974 | 26.8974 | 26.8974 | 26.8974 | 26.8974 | 26.8974 | 26.8974 | 26.8974 | 0 | 0 | 0 | 0 | 0 | 0 | 0 | 0
| INTERNATIONAL PAPER - PORT WENTWORTH | 29.5191 | 29.5191 | 29.5191 | 29.5191 | 29.5191 | 29.5191 | 29.5191 | 29.5191 | 29.5191 | 29.5191 | 29.5191 | 29.5191 | 0 | 0 | 0 | 0 | 0 | 0 | 0
| LSS 50 MW - HSH PEMBROOKE | 0.2 | 0.2 | 0.2 | 0.2 | 0.2 | 0.2 | 0.2 | 0.2 | 0.2 | 0.2 | 0 | 0 | 0 | 0 | 0 | 0 | 0 | 0 | 0
| LSS 50 MW - SIMON SOLAR FARM | 6 | 6 | 6 | 6 | 6 | 6 | 6 | 6 | 6 | 6 | 0 | 0 | 0 | 0 | 0 | 0 | 0 | 0 | 0
| LSS 50 MW - SOLAR D&D CAMILLA | 3.2 | 3.2 | 3.2 | 3.2 | 3.2 | 3.2 | 3.2 | 3.2 | 3.2 | 3.2 | 0 | 0 | 0 | 0 | 0 | 0 | 0 | 0 | 0
| LSS 50 MW - SOLAR D&D CAMP (MERIWETHER COUNTY) | 0.6 | 0.6 | 0.6 | 0.6 | 0.6 | 0.6 | 0.6 | 0.6 | 0.6 | 0.6 | 0 | 0 | 0 | 0 | 0 | 0 | 0 | 0 | 0
| MAS GEORGIA LFG - OAK GROVE | 6.178 | 6.178 | 6.178 | 6.178 | 6.178 | 6.178 | 6.178 | 6.178 | 6.178 | 6.178 | 6.178 | 0 | 0 | 0 | 0 | 0 | 0 | 0 | 0
| MAS GEORGIA LFG - PINE RIDGE | 6.3 | 6.3 | 6.3 | 6.3 | 6.3 | 6.3 | 6.3 | 6.3 | 6.3 | 6.3 | 6.3 | 0 | 0 | 0 | 0 | 0 | 0 | 0 | 0
| MAS GEORGIA LFG - RICHLAND CREEK | 10.56 | 10.56 | 10.56 | 10.56 | 10.56 | 10.56 | 10.56 | 10.56 | 10.56 | 10.56 | 10.56 | 0 | 0 | 0 | 0 | 0 | 0 | 0 | 0
| MID-GEORGIA COGEN | 300 | 300 | 300 | 0 | 0 | 0 | 0 | 0 | 0 | 0 | 0 | 0 | 0 | 0 | 0 | 0 | 0 | 0 | 0
| MONROE POWER | 360 | 360 | 360 | 360 | 360 | 360 | 360 | 360 | 360 | 360 | 360 | 360 | 360 | 360 | 0 | 0 | 0 | 0 | 0
| MPC PPA | 750 | 750 | 750 | 0 | 0 | 0 | 0 | 0 | 0 | 0 | 0 | 0 | 0 | 0 | 0 | 0 | 0 | 0 | 0
| PIEDMONT GREEN POWER | 55 | 55 | 55 | 55 | 55 | 55 | 55 | 0 | 0 | 0 | 0 | 0 | 0 | 0 | 0 | 0 | 0 | 0 | 0
| REDI 1400 MW - C&I: DOUGHERTY COUNTY SOLAR | 12 | 12 | 12 | 12 | 12 | 12 | 12 | 12 | 12 | 12 | 12 | 12 | 12 | 12 | 12 | 12 | 12 | 12 | 12
| REDI 1400 MW - C&I: TANGLEWOOD SOLAR | 5.75 | 5.75 | 5.75 | 5.75 | 5.75 | 5.75 | 5.75 | 5.75 | 5.75 | 5.75 | 5.75 | 5.75 | 5.75 | 5.75 | 5.75 | 5.75 | 5.75 | 5.75 | 5.75
| REDI 1400 MW - DG CS S1920 | 0.048 | 0.048 | 0.048 | 0.048 | 0.048 | 0.048 | 0.048 | 0.048 | 0.048 | 0.048 | 0.048 | 0.048 | 0.048 | 0.048 | 0 | 0 | 0 | 0 | 0
| REDI 1400 MW - DG CS S1925 | 0.274 | 0.274 | 0.274 | 0.274 | 0.274 | 0.274 | 0.274 | 0.274 | 0.274 | 0.274 | 0.274 | 0.274 | 0.274 | 0.274 | 0.274 | 0.274 | 0.274 | 0.274 | 0.274
| REDI 1400 MW - DG CS S1930 | 0.589 | 0.589 | 0.589 | 0.589 | 0.589 | 0.589 | 0.589 | 0.589 | 0.589 | 0.589 | 0.589 | 0.589 | 0.589 | 0.589 | 0.589 | 0.589 | 0.589 | 0.589 | 0.589
| REDI 1400 MW - DG CS S1935 | 1.404 | 1.404 | 1.404 | 1.404 | 1.404 | 1.404 | 1.404 | 1.404 | 1.404 | 1.404 | 1.404 | 1.404 | 1.404 | 1.404 | 1.404 | 1.404 | 1.404 | 1.404 | 1.404
| REDI 1400 MW - DG CS W1925 | 0.161 | 0.161 | 0.161 | 0.161 | 0.161 | 0.161 | 0.161 | 0.161 | 0.161 | 0.161 | 0.161 | 0.161 | 0.161 | 0.161 | 0.161 | 0.161 | 0.161 | 0.161 | 0
| REDI 1400 MW - DG CS W1930 | 0.06 | 0.06 | 0.06 | 0.06 | 0.06 | 0.06 | 0.06 | 0.06 | 0.06 | 0.06 | 0.06 | 0.06 | 0.06 | 0.06 | 0.06 | 0.06 | 0.06 | 0.06 | 0.06
| REDI 1400 MW - DG CS W1935 | 1.061 | 1.061 | 1.061 | 1.061 | 1.061 | 1.061 | 1.061 | 1.061 | 1.061 | 1.061 | 1.061 | 1.061 | 1.061 | 1.061 | 1.061 | 1.061 | 1.061 | 1.061 | 1.061
| REDI 1400 MW - DG S2030 | 0.1 | 0.1 | 0.1 | 0.1 | 0.1 | 0.1 | 0.1 | 0.1 | 0.1 | 0.1 | 0.1 | 0.1 | 0.1 | 0.1 | 0.1 | 0.1 | 0.1 | 0.1 | 0.1
| REDI 1400 MW - DG S2035 | 7.531 | 7.531 | 7.531 | 7.531 | 7.531 | 7.531 | 7.531 | 7.531 | 7.531 | 7.531 | 7.531 | 7.531 | 7.531 | 7.531 | 7.531 | 7.531 | 7.531 | 7.531 | 7.531
| REDI 1400 MW - DG W2030 | 0.25 | 0.25 | 0.25 | 0.25 | 0.25 | 0.25 | 0.25 | 0.25 | 0.25 | 0.25 | 0.25 | 0.25 | 0.25 | 0.25 | 0.25 | 0.25 | 0.25 | 0.25 | 0.25
| REDI 1400 MW - DG W2035 | 0.69 | 0.69 | 0.69 | 0.69 | 0.69 | 0.69 | 0.69 | 0.69 | 0.69 | 0.69 | 0.69 | 0.69 | 0.69 | 0.69 | 0.69 | 0.69 | 0.69 | 0.69 | 0.69
| REDI 1400 MW - US 1: QUITMAN SOLAR | 15 | 15 | 15 | 15 | 15 | 15 | 15 | 15 | 15 | 15 | 15 | 15 | 15 | 15 | 15 | 15 | 15 | 15 | 15
| REDI 1400 MW - US 1: SOUTHERN OAK SOLAR | 16 | 16 | 16 | 16 | 16 | 16 | 16 | 16 | 16 | 16 | 16 | 16 | 16 | 16 | 16 | 16 | 16 | 16 | 16
| REDI 1400 MW - US 1: TWIGGS COUNTY SOLAR | 20 | 20 | 20 | 20 | 20 | 20 | 20 | 20 | 20 | 20 | 20 | 20 | 20 | 20 | 20 | 20 | 20 | 20 | 20
| REDI 1400 MW - US 2: COOL SPRINGS | 21.3 | 21.3 | 21.3 | 21.3 | 21.3 | 21.3 | 21.3 | 21.3 | 21.3 | 21.3 | 21.3 | 21.3 | 21.3 | 21.3 | 21.3 | 21.3 | 21.3 | 21.3 | 21.3
| REDI 1400 MW - US 2: HICKORY PARK | 19.55 | 19.55 | 19.55 | 19.55 | 19.55 | 19.55 | 19.55 | 19.55 | 19.55 | 19.55 | 19.55 | 19.55 | 19.55 | 19.55 | 19.55 | 19.55 | 19.55 | 19.55 | 19.55
| REDI 1400 MW - US 2: QUITMAN II | 15 | 15 | 15 | 15 | 15 | 15 | 15 | 15 | 15 | 15 | 15 | 15 | 15 | 15 | 15 | 15 | 15 | 15 | 15
| REDI CS2 | 0 | 0 | 0 | 0 | 0 | 0 | 0 | 0 | 0 | 0 | 0 | 0 | 0 | 0 | 0 | 0 | 0 | 0 | 0
| SANTA ROSA | 0 | 230 | 230 | 0 | 0 | 0 | 0 | 0 | 0 | 0 | 0 | 0 | 0 | 0 | 0 | 0 | 0 | 0 | 0
| SUPERIOR - WASTE MANAGEMENT | 6 | 6 | 6 | 6 | 6 | 6 | 6 | 6 | 6 | 6 | 6 | 6 | 0 | 0 | 0 | 0 | 0 | 0 | 0
| WALTON COUNTY | 0 | 0 | 0 | 0 | 0 | 0 | 0 | 0 | 0 | 0 | 0 | 0 | 0 | 0 | 0 | 0 | 0 | 0 | 0
| WANSLEY 6 | 0 | 0 | 0 | 0 | 0 | 0 | 0 | 0 | 0 | 0 | 0 | 0 | 0 | 0 | 0 | 0 | 0 | 0 | 0
| WANSLEY 7 | 621.7 | 621.7 | 621.7 | 621.7 | 621.7 | 621.7 | 621.7 | 621.7 | 621.7 | 0 | 0 | 0 | 0 | 0 | 0 | 0 | 0 | 0 | 0
| WASHINGTON COUNTY | 0 | 0 | 0 | 0 | 0 | 0 | 0 | 0 | 0 | 0 | 0 | 0 | 0 | 0 | 0 | 0 | 0 | 0 | 0
Dispatchable DSOs (MW) |  | 652.2801 | 655.7986 | 656.2857 | 658.7528 | 661.1536 | 665.3971 | 667.34 | 670.1343 | 673.0091 | 674.8896 | 676.237 | 681.0866 | 702.5999 | 711.0578 | 719.6438 | 727.5538 | 737.4593 | 747.9801 | 757.7458
| CVR Level 1 | 202.1133 | 203.8725 | 204.1161 | 205.3496 | 206.55 | 208.6717 | 209.6432 | 211.0403 | 212.4777 | 213.418 | 214.0917 | 216.5165 | 227.2731 | 231.5021 | 235.7951 | 239.7501 | 244.7029 | 249.9632 | 254.8461
| CVR Level 2 | 202.1133 | 203.8725 | 204.1161 | 205.3496 | 206.55 | 208.6717 | 209.6432 | 211.0403 | 212.4777 | 213.418 | 214.0917 | 216.5165 | 227.2731 | 231.5021 | 235.7951 | 239.7501 | 244.7029 | 249.9632 | 254.8461
| DER Customer Program | 0 | 0 | 0 | 0 | 0 | 0 | 0 | 0 | 0 | 0 | 0 | 0 | 0 | 0 | 0 | 0 | 0 | 0 | 0
| DPEC | 92.1444 | 92.1444 | 92.1444 | 92.1444 | 92.1444 | 92.1444 | 92.1444 | 92.1444 | 92.1444 | 92.1444 | 92.1444 | 92.1444 | 92.1444 | 92.1444 | 92.1444 | 92.1444 | 92.1444 | 92.1444 | 92.1444
| RTPeDA | 2.6868 | 2.6868 | 2.6868 | 2.6868 | 2.6868 | 2.6868 | 2.6868 | 2.6868 | 2.6868 | 2.6868 | 2.6868 | 2.6868 | 2.6868 | 2.6868 | 2.6868 | 2.6868 | 2.6868 | 2.6868 | 2.6868
| RTPeHA | 124.2123 | 124.2123 | 124.2123 | 124.2123 | 124.2123 | 124.2123 | 124.2123 | 124.2123 | 124.2123 | 124.2123 | 124.2123 | 124.2123 | 124.2123 | 124.2123 | 124.2123 | 124.2123 | 124.2123 | 124.2123 | 124.2123
| Temp Check | 29.0101 | 29.0101 | 29.0101 | 29.0101 | 29.0101 | 29.0101 | 29.0101 | 29.0101 | 29.0101 | 29.0101 | 29.0101 | 29.0101 | 29.0101 | 29.0101 | 29.0101 | 29.0101 | 29.0101 | 29.0101 | 29.0101
Energy Storage |  | 0 | 812.25 | 825.25 | 825.25 | 825.25 | 825.25 | 825.25 | 825.25 | 825.25 | 825.25 | 825.25 | 825.25 | 825.25 | 825.25 | 825.25 | 825.25 | 825.25 | 825.25 | 825.25
| 2019 IRP BESS DEMO | 0 | 0 | 0 | 0 | 0 | 0 | 0 | 0 | 0 | 0 | 0 | 0 | 0 | 0 | 0 | 0 | 0 | 0 | 0
| 2019 IRP BESS DEMO - FORT STEWART 4 HR BESS | 0 | 0 | 13 | 13 | 13 | 13 | 13 | 13 | 13 | 13 | 13 | 13 | 13 | 13 | 13 | 13 | 13 | 13 | 13
| 2022 IRP MCGRAU FORD 2 HR BATTERY | 0 | 265 | 265 | 265 | 265 | 265 | 265 | 265 | 265 | 265 | 265 | 265 | 265 | 265 | 265 | 265 | 265 | 265 | 265
| 2023 IRP UPDATE - HAMMOND | 0 | 57.5 | 57.5 | 57.5 | 57.5 | 57.5 | 57.5 | 57.5 | 57.5 | 57.5 | 57.5 | 57.5 | 57.5 | 57.5 | 57.5 | 57.5 | 57.5 | 57.5 | 57.5
| 2023 IRP Update - MCGRAU FORD PHASE 2 | 0 | 265 | 265 | 265 | 265 | 265 | 265 | 265 | 265 | 265 | 265 | 265 | 265 | 265 | 265 | 265 | 265 | 265 | 265
| 2023 IRP UPDATE - MOODY AFB | 0 | 44.55 | 44.55 | 44.55 | 44.55 | 44.55 | 44.55 | 44.55 | 44.55 | 44.55 | 44.55 | 44.55 | 44.55 | 44.55 | 44.55 | 44.55 | 44.55 | 44.55 | 44.55
| 2023 IRP UPDATE - ROBINS AFB | 0 | 115.2 | 115.2 | 115.2 | 115.2 | 115.2 | 115.2 | 115.2 | 115.2 | 115.2 | 115.2 | 115.2 | 115.2 | 115.2 | 115.2 | 115.2 | 115.2 | 115.2 | 115.2
| MOSSY BRANCH | 0 | 65 | 65 | 65 | 65 | 65 | 65 | 65 | 65 | 65 | 65 | 65 | 65 | 65 | 65 | 65 | 65 | 65 | 65
2025 IRP Approvals Projected Timing & Capacities - Extensions are Above |  | 110.0202 | 110.0202 | 110.0202 | 339.1202 | 410.7572 | 494.9012 | 598.7482 | 608.0482 | 617.3482 | 617.3482 | 430.6202 | 430.6202 | 430.6202 | 430.6202 | 430.6202 | 430.6202 | 430.6202 | 430.6202 | 430.6202
| SCHERER 3 WHOLESALE-TO-RETAIL | 52 | 52 | 52 | 52 | 107.337 | 162.181 | 186.728 | 186.728 | 186.728 | 186.728 | 0 | 0 | 0 | 0 | 0 | 0 | 0 | 0 | 0
| MCINTOSH 1A UPRATE | 0 | 0 | 0 | 0 | 9.3 | 9.3 | 9.3 | 9.3 | 9.3 | 9.3 | 9.3 | 9.3 | 9.3 | 9.3 | 9.3 | 9.3 | 9.3 | 9.3 | 9.3
| MCINTOSH 2A UPRATE | 0 | 0 | 0 | 9.3 | 9.3 | 9.3 | 9.3 | 9.3 | 9.3 | 9.3 | 9.3 | 9.3 | 9.3 | 9.3 | 9.3 | 9.3 | 9.3 | 9.3 | 9.3
| MCINTOSH 3A UPRATE | 0 | 0 | 0 | 0 | 0 | 0 | 9.3 | 9.3 | 9.3 | 9.3 | 9.3 | 9.3 | 9.3 | 9.3 | 9.3 | 9.3 | 9.3 | 9.3 | 9.3
| MCINTOSH 4A UPRATE | 0 | 0 | 0 | 0 | 0 | 0 | 0 | 0 | 9.3 | 9.3 | 9.3 | 9.3 | 9.3 | 9.3 | 9.3 | 9.3 | 9.3 | 9.3 | 9.3
| MCINTOSH 5A UPRATE | 0 | 0 | 0 | 0 | 0 | 0 | 0 | 9.3 | 9.3 | 9.3 | 9.3 | 9.3 | 9.3 | 9.3 | 9.3 | 9.3 | 9.3 | 9.3 | 9.3
| MCINTOSH 6A UPRATE | 0 | 0 | 0 | 9.3 | 9.3 | 9.3 | 9.3 | 9.3 | 9.3 | 9.3 | 9.3 | 9.3 | 9.3 | 9.3 | 9.3 | 9.3 | 9.3 | 9.3 | 9.3
| MCINTOSH 7A UPRATE | 0 | 0 | 0 | 9.3 | 9.3 | 9.3 | 9.3 | 9.3 | 9.3 | 9.3 | 9.3 | 9.3 | 9.3 | 9.3 | 9.3 | 9.3 | 9.3 | 9.3 | 9.3
| MCINTOSH 8A UPRATE | 0 | 0 | 0 | 0 | 0 | 9.3 | 9.3 | 9.3 | 9.3 | 9.3 | 9.3 | 9.3 | 9.3 | 9.3 | 9.3 | 9.3 | 9.3 | 9.3 | 9.3
| MCINTOSH 10 UPRATE | 0 | 0 | 0 | 97.1 | 97.1 | 97.1 | 97.1 | 97.1 | 97.1 | 97.1 | 97.1 | 97.1 | 97.1 | 97.1 | 97.1 | 97.1 | 97.1 | 97.1 | 97.1
| MCINTOSH 11 UPRATE | 0 | 0 | 0 | 97.1 | 97.1 | 97.1 | 97.1 | 97.1 | 97.1 | 97.1 | 97.1 | 97.1 | 97.1 | 97.1 | 97.1 | 97.1 | 97.1 | 97.1 | 97.1
| VOGTLE 1 UPRATE | 0 | 0 | 0 | 0 | 7 | 27 | 27 | 27 | 27 | 27 | 27 | 27 | 27 | 27 | 27 | 27 | 27 | 27 | 27
| VOGTLE 2 UPRATE | 0 | 0 | 0 | 7 | 7 | 7 | 27 | 27 | 27 | 27 | 27 | 27 | 27 | 27 | 27 | 27 | 27 | 27 | 27
| Temp Check Increase | 58.0202 | 58.0202 | 58.0202 | 58.0202 | 58.0202 | 58.0202 | 58.0202 | 58.0202 | 58.0202 | 58.0202 | 58.0202 | 58.0202 | 58.0202 | 58.0202 | 58.0202 | 58.0202 | 58.0202 | 58.0202 | 58.0202
| 2026 DG RFP (COA 2028) | 0 | 0 | 0 | 0 | 0 | 0 | 0 | 0 | 0 | 0 | 0 | 0 | 0 | 0 | 0 | 0 | 0 | 0 | 0
| 2027 DG RFP (COA 2029) | 0 | 0 | 0 | 0 | 0 | 0 | 0 | 0 | 0 | 0 | 0 | 0 | 0 | 0 | 0 | 0 | 0 | 0 | 0
| CARES 2026 US RFP | 0 | 0 | 0 | 0 | 0 | 0 | 50 | 50 | 50 | 50 | 50 | 50 | 50 | 50 | 50 | 50 | 50 | 50 | 50
Extensions for Reference Only - Extensions Included Above |  | 0 | 0 | 0 | 1007.099 | 1007.099 | 952.145 | 927.549 | 927.549 | 927.549 | 457.873 | 0 | 0 | 0 | 0 | 0 | 0 | 0 | 0 | 0
| SCHERER 3 | 0 | 0 | 0 | 537.423 | 537.423 | 482.469 | 457.873 | 457.873 | 457.873 | 457.873 | 0 | 0 | 0 | 0 | 0 | 0 | 0 | 0 | 0
| GASTON 1 GAS | 0 | 0 | 0 | 127 | 127 | 127 | 127 | 127 | 127 | 0 | 0 | 0 | 0 | 0 | 0 | 0 | 0 | 0 | 0
| GASTON 2 GAS | 0 | 0 | 0 | 128 | 128 | 128 | 128 | 128 | 128 | 0 | 0 | 0 | 0 | 0 | 0 | 0 | 0 | 0 | 0
| GASTON 3 GAS | 0 | 0 | 0 | 102.027 | 102.027 | 102.027 | 102.027 | 102.027 | 102.027 | 0 | 0 | 0 | 0 | 0 | 0 | 0 | 0 | 0 | 0
| GASTON 4 GAS | 0 | 0 | 0 | 102.649 | 102.649 | 102.649 | 102.649 | 102.649 | 102.649 | 0 | 0 | 0 | 0 | 0 | 0 | 0 | 0 | 0 | 0
| GASTON A | 0 | 0 | 0 | 10 | 10 | 10 | 10 | 10 | 10 | 0 | 0 | 0 | 0 | 0 | 0 | 0 | 0 | 0 | 0
2025 IRP Approvals Total for Reference Only |  | 110.0202 | 110.0202 | 110.0202 | 1346.2192 | 1417.8562 | 1447.0462 | 1526.2972 | 1535.5972 | 1544.8972 | 1075.2212 | 430.6202 | 430.6202 | 430.6202 | 430.6202 | 430.6202 | 430.6202 | 430.6202 | 430.6202 | 430.6202
CARES 2023 RFP |  | 0 | 0 | 0 | 0 | 0 | 135.75 | 135.75 | 135.75 | 135.75 | 135.75 | 135.75 | 135.75 | 135.75 | 135.75 | 135.75 | 135.75 | 135.75 | 135.75 | 135.75
| GA Solar 5, LLC (Old Hickory Solar) | 0 | 0 | 0 | 0 | 0 | 13 | 13 | 13 | 13 | 13 | 13 | 13 | 13 | 13 | 13 | 13 | 13 | 13 | 13
| Wilsonville Solar, LLC | 0 | 0 | 0 | 0 | 0 | 10 | 10 | 10 | 10 | 10 | 10 | 10 | 10 | 10 | 10 | 10 | 10 | 10 | 10
| Stellar Dry Creek Solar, LLC | 0 | 0 | 0 | 0 | 0 | 10 | 10 | 10 | 10 | 10 | 10 | 10 | 10 | 10 | 10 | 10 | 10 | 10 | 10
| Stellar Shamrock Solar, LLC | 0 | 0 | 0 | 0 | 0 | 11.25 | 11.25 | 11.25 | 11.25 | 11.25 | 11.25 | 11.25 | 11.25 | 11.25 | 11.25 | 11.25 | 11.25 | 11.25 | 11.25
| Beaver Creek Solar I, LLC | 0 | 0 | 0 | 0 | 0 | 91.5 | 91.5 | 91.5 | 91.5 | 91.5 | 91.5 | 91.5 | 91.5 | 91.5 | 91.5 | 91.5 | 91.5 | 91.5 | 91.5
Winter 2027_2028 BESS RFP |  | 0 | 0 | 180 | 180 | 180 | 180 | 180 | 180 | 180 | 180 | 180 | 180 | 180 | 180 | 180 | 180 | 180 | 180 | 180
| Twiggs County BESS | 0 | 0 | 180 | 180 | 180 | 180 | 180 | 180 | 180 | 180 | 180 | 180 | 180 | 180 | 180 | 180 | 180 | 180 | 180
2029-2031 All-Source RFP |  | 0 | 0 | 0 | 2074.8 | 4220.54 | 7843.53 | 7843.53 | 7843.53 | 7843.53 | 7843.53 | 7843.53 | 7843.53 | 7843.53 | 7843.53 | 7843.53 | 7756.53 | 7756.53 | 7756.53 | 7756.53
| Mid-GA PPA (CC) | 0 | 0 | 0 | 320 | 320 | 320 | 320 | 320 | 320 | 320 | 320 | 320 | 320 | 320 | 320 | 320 | 320 | 320 | 320
| Plant Dahlberg PPA (CT) | 0 | 0 | 0 | 0 | 0 | 87 | 87 | 87 | 87 | 87 | 87 | 87 | 87 | 87 | 87 | 0 | 0 | 0 | 0
| Plant Harris PPA (CC) | 0 | 0 | 0 | 0 | 0 | 683 | 683 | 683 | 683 | 683 | 683 | 683 | 683 | 683 | 683 | 683 | 683 | 683 | 683
| Sandersville PPA (CT) | 0 | 0 | 0 | 0 | 0 | 156 | 156 | 156 | 156 | 156 | 156 | 156 | 156 | 156 | 156 | 156 | 156 | 156 | 156
| Laurens County (ESS+Solar) | 0 | 0 | 0 | 160 | 160 | 160 | 160 | 160 | 160 | 160 | 160 | 160 | 160 | 160 | 160 | 160 | 160 | 160 | 160
| Plant Mitchell (ESS+Solar) | 0 | 0 | 0 | 120 | 120 | 120 | 120 | 120 | 120 | 120 | 120 | 120 | 120 | 120 | 120 | 120 | 120 | 120 | 120
| Bowen BESS Phase 1 | 0 | 0 | 0 | 250 | 250 | 250 | 250 | 250 | 250 | 250 | 250 | 250 | 250 | 250 | 250 | 250 | 250 | 250 | 250
| South Hall BESS | 0 | 0 | 0 | 200 | 200 | 200 | 200 | 200 | 200 | 200 | 200 | 200 | 200 | 200 | 200 | 200 | 200 | 200 | 200
| Wansley BESS | 0 | 0 | 0 | 500 | 500 | 500 | 500 | 500 | 500 | 500 | 500 | 500 | 500 | 500 | 500 | 500 | 500 | 500 | 500
| Yates BESS Phase 1 | 0 | 0 | 0 | 320 | 320 | 320 | 320 | 320 | 320 | 320 | 320 | 320 | 320 | 320 | 320 | 320 | 320 | 320 | 320
| Yates BESS Phase 2 | 0 | 0 | 0 | 204.8 | 204.8 | 204.8 | 204.8 | 204.8 | 204.8 | 204.8 | 204.8 | 204.8 | 204.8 | 204.8 | 204.8 | 204.8 | 204.8 | 204.8 | 204.8
| Bowen BESS Phase 2 | 0 | 0 | 0 | 0 | 200 | 200 | 200 | 200 | 200 | 200 | 200 | 200 | 200 | 200 | 200 | 200 | 200 | 200 | 200
| Thomson BESS | 0 | 0 | 0 | 0 | 400 | 400 | 400 | 400 | 400 | 400 | 400 | 400 | 400 | 400 | 400 | 400 | 400 | 400 | 400
| Hammond BESS Phase 2 | 0 | 0 | 0 | 0 | 0 | 154 | 154 | 154 | 154 | 154 | 154 | 154 | 154 | 154 | 154 | 154 | 154 | 154 | 154
| McIntosh BESS | 0 | 0 | 0 | 0 | 0 | 200 | 200 | 200 | 200 | 200 | 200 | 200 | 200 | 200 | 200 | 200 | 200 | 200 | 200
| Bowen Unit 7 (CC) | 0 | 0 | 0 | 0 | 780.36 | 780.36 | 780.36 | 780.36 | 780.36 | 780.36 | 780.36 | 780.36 | 780.36 | 780.36 | 780.36 | 780.36 | 780.36 | 780.36 | 780.36
| Bowen Unit 8 (CC) | 0 | 0 | 0 | 0 | 0 | 780.36 | 780.36 | 780.36 | 780.36 | 780.36 | 780.36 | 780.36 | 780.36 | 780.36 | 780.36 | 780.36 | 780.36 | 780.36 | 780.36
| Wansley Unit 10 (CC) | 0 | 0 | 0 | 0 | 765.38 | 765.38 | 765.38 | 765.38 | 765.38 | 765.38 | 765.38 | 765.38 | 765.38 | 765.38 | 765.38 | 765.38 | 765.38 | 765.38 | 765.38
| Wansley Unit 11 (CC) | 0 | 0 | 0 | 0 | 0 | 765.38 | 765.38 | 765.38 | 765.38 | 765.38 | 765.38 | 765.38 | 765.38 | 765.38 | 765.38 | 765.38 | 765.38 | 765.38 | 765.38
| McIntosh Unit 12 (CC) | 0 | 0 | 0 | 0 | 0 | 797.25 | 797.25 | 797.25 | 797.25 | 797.25 | 797.25 | 797.25 | 797.25 | 797.25 | 797.25 | 797.25 | 797.25 | 797.25 | 797.25
Supplemental Resources (MW) |  | 0 | 0 | 828.3 | 878.3 | 828.3 | 1773.3 | 1773.3 | 1773.3 | 1773.3 | 1773.3 | 1773.3 | 1773.3 | 1773.3 | 1773.3 | 1773.3 | 1773.3 | 1773.3 | 1773.3 | 1773.3
| Decatur BESS | 0 | 0 | 190 | 190 | 190 | 190 | 190 | 190 | 190 | 190 | 190 | 190 | 190 | 190 | 190 | 190 | 190 | 190 | 190
| Dougherty BESS | 0 | 0 | 108 | 108 | 108 | 108 | 108 | 108 | 108 | 108 | 108 | 108 | 108 | 108 | 108 | 108 | 108 | 108 | 108
| Wadley BESS | 0 | 0 | 247 | 247 | 247 | 247 | 247 | 247 | 247 | 247 | 247 | 247 | 247 | 247 | 247 | 247 | 247 | 247 | 247
| Washington BESS | 0 | 0 | 142.5 | 142.5 | 142.5 | 142.5 | 142.5 | 142.5 | 142.5 | 142.5 | 142.5 | 142.5 | 142.5 | 142.5 | 142.5 | 142.5 | 142.5 | 142.5 | 142.5
| White Oak BESS | 0 | 0 | 60.8 | 60.8 | 60.8 | 60.8 | 60.8 | 60.8 | 60.8 | 60.8 | 60.8 | 60.8 | 60.8 | 60.8 | 60.8 | 60.8 | 60.8 | 60.8 | 60.8
| White Pine BESS | 0 | 0 | 80 | 80 | 80 | 80 | 80 | 80 | 80 | 80 | 80 | 80 | 80 | 80 | 80 | 80 | 80 | 80 | 80
| MPC PPA Extension | 0 | 0 | 0 | 50 | 0 | 0 | 0 | 0 | 0 | 0 | 0 | 0 | 0 | 0 | 0 | 0 | 0 | 0 | 0
| Tenaska PPA (CT) | 0 | 0 | 0 | 0 | 0 | 945 | 945 | 945 | 945 | 945 | 945 | 945 | 945 | 945 | 945 | 945 | 945 | 945 | 945
Incremental Yates CT Capacity from FT Flexibility (MW) |  | 0 | 0 | 0 | 253 | 253 | 0 | 0 | 0 | 0 | 0 | 0 | 0 | 0 | 0 | 0 | 0 | 0 | 0 | 0
| Yates CT | 0 | 0 | 0 | 253 | 253 | 0 | 0 | 0 | 0 | 0 | 0 | 0 | 0 | 0 | 0 | 0 | 0 | 0 | 0

## B2026 Summer MG0
Georgia Power Load vs. Capacity MG0 (Summer) with Budget 2026 Load Forecast, 2025 IRP Approvals, CARES 2023 RFP, Winter 2027_2028 BESS RFP, 2029-2031 All-Source RFP, and Supplemental Resources
| Year | 2026 | 2027 | 2028 | 2029 | 2030 | 2031 | 2032 | 2033 | 2034 | 2035 | 2036 | 2037 | 2038 | 2039 | 2040 | 2041 | 2042 | 2043 | 2044
| February 2025 Load Forecast Peak Demand (MW), (A) | 18151.3339 | 19796.2463 | 22100.788 | 24229.4338 | 25844.5587 | 26979.336 | 27554.4733 | 28006.8633 | 28312.0088 | 28498.7986 | 28587.9535 | 28819.6559 | 29043.2189 | 29273.1352 | 29413.6505 | 29670.5244 | 29900.1498 | 30261.4216 | 30731.5104
| Owned Generating Capacity (MW), (B) | 14707.6045 | 16028.3395 | 16751.3395 | 16751.6375 | 16757.5375 | 16677.9875 | 16677.9875 | 16677.9875 | 16677.9875 | 16210.3115 | 12366.0185 | 12366.0185 | 12366.0185 | 11717.5875 | 11717.5875 | 11717.5875 | 11717.5875 | 11717.5875 | 11717.5875
| Purchased Generating Capacity (MW), (B,C) | 7522.4793 | 7521.9293 | 7446.0713 | 6981.0713 | 5054.6243 | 6081.5243 | 6081.5243 | 6025.7549 | 6011.2734 | 4294.2374 | 4166.0783 | 4007.5608 | 3783.2522 | 3782.9402 | 3473.9402 | 3421.9262 | 3412.2369 | 3406.9734 | 3404.1459
| Dispatchable DSOs (MW), (B) | 735.1331 | 739.455 | 738.6366 | 741.9227 | 745.6829 | 751.1857 | 754.3047 | 758.6337 | 763.0147 | 766.1319 | 770.3192 | 776.6281 | 782.7856 | 789.1233 | 803.0179 | 813.3633 | 824.3544 | 835.4639 | 846.1415
| 2025 IRP Approvals, Excluding Extensions (MW), (B,D) | 120.2591 | 120.2591 | 127.2591 | 252.7591 | 331.5961 | 464.4871 | 777.9871 | 791.4871 | 804.9871 | 804.9871 | 618.2591 | 618.2591 | 618.2591 | 618.2591 | 618.2591 | 618.2591 | 618.2591 | 618.2591 | 618.2591
| CARES 2023 RFP (MW), (B) | 0 | 0 | 0 | 0 | 312.75 | 312.75 | 312.75 | 312.75 | 312.75 | 312.75 | 312.75 | 312.75 | 312.75 | 312.75 | 312.75 | 312.75 | 312.75 | 312.75 | 312.75
| Winter 2027_2028 BESS RFP (MW), (B) | 0 | 0 | 50 | 50 | 50 | 50 | 50 | 50 | 50 | 50 | 50 | 50 | 50 | 50 | 50 | 50 | 50 | 50 | 50
| 2029-2031 All-Source RFP (MW), (B,E) | 0 | 0 | 300 | 1807 | 5848.66 | 6972.74 | 6972.74 | 6972.74 | 6972.74 | 6972.74 | 6972.74 | 6972.74 | 6972.74 | 6972.74 | 6898.74 | 6898.74 | 6898.74 | 6898.74 | 6898.74
| Supplemental Resources (MW), (B,E) | 0 | 0 | 455.7 | 505.7 | 1385.7 | 1385.7 | 1385.7 | 1385.7 | 1385.7 | 1385.7 | 1385.7 | 1385.7 | 1385.7 | 1385.7 | 1385.7 | 1385.7 | 1385.7 | 1385.7 | 1385.7
| Owned Generating Capacity after 2025 IRP Approvals, RFPs, & Supplementals (MW), (B) | 14759.6045 | 16080.3395 | 17003.3395 | 18626.1375 | 22010.5345 | 23041.9555 | 23055.4555 | 23068.9555 | 23082.4555 | 22614.7795 | 18583.7585 | 18583.7585 | 18583.7585 | 17935.3275 | 17935.3275 | 17935.3275 | 17935.3275 | 17935.3275 | 17935.3275
| Purchased Generating Capacity after 2025 IRP Approvals, RFPs, & Supplementals (MW), (B,C) | 7522.4793 | 7521.9293 | 8058.7713 | 7653.7713 | 7662.0743 | 8834.9743 | 9134.9743 | 9079.2049 | 9064.7234 | 7347.6874 | 7219.5283 | 7061.0108 | 6836.7022 | 6836.3902 | 6453.3902 | 6401.3762 | 6391.6869 | 6386.4234 | 6383.5959
| Dispatchable DSOs after 2025 IRP Approvals, RFPs, & Supplementals (MW), (B) | 803.3922 | 807.7141 | 806.8957 | 810.1818 | 813.942 | 819.4448 | 822.5638 | 826.8928 | 831.2738 | 834.391 | 838.5783 | 844.8872 | 851.0447 | 857.3824 | 871.277 | 881.6224 | 892.6135 | 903.723 | 914.4006
| Total Capacity (MW), (B) | 23085.476 | 24409.9829 | 25869.0065 | 27090.0906 | 30486.5508 | 32696.3746 | 33012.9936 | 32975.0532 | 32978.4527 | 30796.8579 | 26641.8651 | 26489.6565 | 26271.5053 | 25629.1 | 25259.9946 | 25218.3261 | 25219.6278 | 25225.4738 | 25233.3239
| Capacity Required to Meet GPC Target (MW), (F) | -1592.3767 | -969.1333 | 300.6642 | 1726.2555 | 250.682 | -609.538 | -242.1395 | 333.8336 | 693.3471 | 3097.0933 | 7358.1189 | 7785.8939 | 8269.9311 | 9185.7785 | 9722.0004 | 10069.1721 | 10340.9664 | 10764.7852 | 11316.0172
| GPC Reserve Margin (%) | 27.18% | 23.31% | 17.05% | 11.81% | 17.96% | 21.19% | 19.81% | 17.74% | 16.48% | 8.064% | -6.807% | -8.085% | -9.543% | -12.45% | -14.12% | -15.01% | -15.65% | -16.64% | -17.89%
(A) Territorial Load requirements less non-dispatchable DSOs.
|  | (B) Values stated in effective load carrying capability ("ELCC") terms. | [6 empty] | 0.18411 | 0.18931
(C) Includes territorial and imported power purchases.
(D) Excludes requests to extend Plant Scherer Unit 3 and Plant Gaston Units 1-4 and A beyond 12/31/2028. These extensions are already included in Owned Generating Capacity.
(E) ELCCs are estimated at the resource level based on projected commercial operation dates.
(F) Does not consider planning reserve sharing. Reflects GPC's Target Reserve Margin, resulting from a System Target Reserve Margin of 19.50% (2025-2027) and 20% (2028 and beyond).
Existing Capability
|  | 2026 | 2027 | 2028 | 2029 | 2030 | 2031 | 2032 | 2033 | 2034 | 2035 | 2036 | 2037 | 2038 | 2039 | 2040 | 2041 | 2042 | 2043 | 2044
Owned Generating Capacity (MW) |  | 14707.6045 | 16028.3395 | 16751.3395 | 16751.6375 | 16757.5375 | 16677.9875 | 16677.9875 | 16677.9875 | 16677.9875 | 16210.3115 | 12366.0185 | 12366.0185 | 12366.0185 | 11717.5875 | 11717.5875 | 11717.5875 | 11717.5875 | 11717.5875 | 11717.5875
Nuclear |  | 2980.3364 | 2980.3364 | 2980.3364 | 2980.3364 | 2980.3364 | 2980.3364 | 2980.3364 | 2980.3364 | 2980.3364 | 2980.3364 | 2980.3364 | 2980.3364 | 2980.3364 | 2980.3364 | 2980.3364 | 2980.3364 | 2980.3364 | 2980.3364 | 2980.3364
| HATCH 1 | 438.876 | 438.876 | 438.876 | 438.876 | 438.876 | 438.876 | 438.876 | 438.876 | 438.876 | 438.876 | 438.876 | 438.876 | 438.876 | 438.876 | 438.876 | 438.876 | 438.876 | 438.876 | 438.876
| HATCH 2 | 442.383 | 442.383 | 442.383 | 442.383 | 442.383 | 442.383 | 442.383 | 442.383 | 442.383 | 442.383 | 442.383 | 442.383 | 442.383 | 442.383 | 442.383 | 442.383 | 442.383 | 442.383 | 442.383
| VOGTLE 1 | 538.6013 | 538.6013 | 538.6013 | 538.6013 | 538.6013 | 538.6013 | 538.6013 | 538.6013 | 538.6013 | 538.6013 | 538.6013 | 538.6013 | 538.6013 | 538.6013 | 538.6013 | 538.6013 | 538.6013 | 538.6013 | 538.6013
| VOGTLE 2 | 539.538 | 539.538 | 539.538 | 539.538 | 539.538 | 539.538 | 539.538 | 539.538 | 539.538 | 539.538 | 539.538 | 539.538 | 539.538 | 539.538 | 539.538 | 539.538 | 539.538 | 539.538 | 539.538
| VOGTLE 3 | 510.469 | 510.469 | 510.469 | 510.469 | 510.469 | 510.469 | 510.469 | 510.469 | 510.469 | 510.469 | 510.469 | 510.469 | 510.469 | 510.469 | 510.469 | 510.469 | 510.469 | 510.469 | 510.469
| VOGTLE 4 | 510.469 | 510.469 | 510.469 | 510.469 | 510.469 | 510.469 | 510.469 | 510.469 | 510.469 | 510.469 | 510.469 | 510.469 | 510.469 | 510.469 | 510.469 | 510.469 | 510.469 | 510.469 | 510.469
Coal |  | 3923.843 | 3923.843 | 3923.843 | 3923.843 | 3923.843 | 3844.293 | 3844.293 | 3844.293 | 3844.293 | 3844.293 | 0 | 0 | 0 | 0 | 0 | 0 | 0 | 0 | 0
| BOWEN 1 | 714 | 714 | 714 | 714 | 714 | 714 | 714 | 714 | 714 | 714 | 0 | 0 | 0 | 0 | 0 | 0 | 0 | 0 | 0
| BOWEN 2 | 705 | 705 | 705 | 705 | 705 | 705 | 705 | 705 | 705 | 705 | 0 | 0 | 0 | 0 | 0 | 0 | 0 | 0 | 0
| BOWEN 3 | 910 | 910 | 910 | 910 | 910 | 910 | 910 | 910 | 910 | 910 | 0 | 0 | 0 | 0 | 0 | 0 | 0 | 0 | 0
| BOWEN 4 | 910 | 910 | 910 | 910 | 910 | 910 | 910 | 910 | 910 | 910 | 0 | 0 | 0 | 0 | 0 | 0 | 0 | 0 | 0
| SCHERER 1 | 75.18 | 75.18 | 75.18 | 75.18 | 75.18 | 75.18 | 75.18 | 75.18 | 75.18 | 75.18 | 0 | 0 | 0 | 0 | 0 | 0 | 0 | 0 | 0
| SCHERER 2 | 72.24 | 72.24 | 72.24 | 72.24 | 72.24 | 72.24 | 72.24 | 72.24 | 72.24 | 72.24 | 0 | 0 | 0 | 0 | 0 | 0 | 0 | 0 | 0
| SCHERER 3 | 537.423 | 537.423 | 537.423 | 537.423 | 537.423 | 457.873 | 457.873 | 457.873 | 457.873 | 457.873 | 0 | 0 | 0 | 0 | 0 | 0 | 0 | 0 | 0
| WANSLEY 1 | 0 | 0 | 0 | 0 | 0 | 0 | 0 | 0 | 0 | 0 | 0 | 0 | 0 | 0 | 0 | 0 | 0 | 0 | 0
| WANSLEY 2 | 0 | 0 | 0 | 0 | 0 | 0 | 0 | 0 | 0 | 0 | 0 | 0 | 0 | 0 | 0 | 0 | 0 | 0 | 0
Combined Cycle |  | 3885.2 | 3885.2 | 3885.2 | 3885.2 | 3885.2 | 3885.2 | 3885.2 | 3885.2 | 3885.2 | 3885.2 | 3885.2 | 3885.2 | 3885.2 | 3885.2 | 3885.2 | 3885.2 | 3885.2 | 3885.2 | 3885.2
| MCDONOUGH 4 | 855 | 855 | 855 | 855 | 855 | 855 | 855 | 855 | 855 | 855 | 855 | 855 | 855 | 855 | 855 | 855 | 855 | 855 | 855
| MCDONOUGH 5 | 850 | 850 | 850 | 850 | 850 | 850 | 850 | 850 | 850 | 850 | 850 | 850 | 850 | 850 | 850 | 850 | 850 | 850 | 850
| MCDONOUGH 6 | 840 | 840 | 840 | 840 | 840 | 840 | 840 | 840 | 840 | 840 | 840 | 840 | 840 | 840 | 840 | 840 | 840 | 840 | 840
| MCINTOSH 10 | 670.1 | 670.1 | 670.1 | 670.1 | 670.1 | 670.1 | 670.1 | 670.1 | 670.1 | 670.1 | 670.1 | 670.1 | 670.1 | 670.1 | 670.1 | 670.1 | 670.1 | 670.1 | 670.1
| MCINTOSH 11 | 670.1 | 670.1 | 670.1 | 670.1 | 670.1 | 670.1 | 670.1 | 670.1 | 670.1 | 670.1 | 670.1 | 670.1 | 670.1 | 670.1 | 670.1 | 670.1 | 670.1 | 670.1 | 670.1
Oil/Gas Steam |  | 1108.107 | 1108.107 | 1108.107 | 1108.107 | 1108.107 | 1108.107 | 1108.107 | 1108.107 | 1108.107 | 648.431 | 648.431 | 648.431 | 648.431 | 0 | 0 | 0 | 0 | 0 | 0
| GASTON 1 GAS | 127 | 127 | 127 | 127 | 127 | 127 | 127 | 127 | 127 | 0 | 0 | 0 | 0 | 0 | 0 | 0 | 0 | 0 | 0
| GASTON 2 GAS | 128 | 128 | 128 | 128 | 128 | 128 | 128 | 128 | 128 | 0 | 0 | 0 | 0 | 0 | 0 | 0 | 0 | 0 | 0
| GASTON 3 GAS | 102.027 | 102.027 | 102.027 | 102.027 | 102.027 | 102.027 | 102.027 | 102.027 | 102.027 | 0 | 0 | 0 | 0 | 0 | 0 | 0 | 0 | 0 | 0
| GASTON 4 GAS | 102.649 | 102.649 | 102.649 | 102.649 | 102.649 | 102.649 | 102.649 | 102.649 | 102.649 | 0 | 0 | 0 | 0 | 0 | 0 | 0 | 0 | 0 | 0
| YATES 6 GAS | 322.749 | 322.749 | 322.749 | 322.749 | 322.749 | 322.749 | 322.749 | 322.749 | 322.749 | 322.749 | 322.749 | 322.749 | 322.749 | 0 | 0 | 0 | 0 | 0 | 0
| YATES 7 GAS | 325.682 | 325.682 | 325.682 | 325.682 | 325.682 | 325.682 | 325.682 | 325.682 | 325.682 | 325.682 | 325.682 | 325.682 | 325.682 | 0 | 0 | 0 | 0 | 0 | 0
Combustion Turbine |  | 1491.377 | 2091.377 | 2814.377 | 2814.675 | 2814.675 | 2814.675 | 2814.675 | 2814.675 | 2814.675 | 2806.675 | 2806.675 | 2806.675 | 2806.675 | 2806.675 | 2806.675 | 2806.675 | 2806.675 | 2806.675 | 2806.675
| GASTON A | 7.702 | 7.702 | 7.702 | 8 | 8 | 8 | 8 | 8 | 8 | 0 | 0 | 0 | 0 | 0 | 0 | 0 | 0 | 0 | 0
| MCDONOUGH 3A | 0 | 0 | 0 | 0 | 0 | 0 | 0 | 0 | 0 | 0 | 0 | 0 | 0 | 0 | 0 | 0 | 0 | 0 | 0
| MCDONOUGH 3B | 0 | 0 | 0 | 0 | 0 | 0 | 0 | 0 | 0 | 0 | 0 | 0 | 0 | 0 | 0 | 0 | 0 | 0 | 0
| MCINTOSH 1A | 82.2 | 82.2 | 82.2 | 82.2 | 82.2 | 82.2 | 82.2 | 82.2 | 82.2 | 82.2 | 82.2 | 82.2 | 82.2 | 82.2 | 82.2 | 82.2 | 82.2 | 82.2 | 82.2
| MCINTOSH 2A | 82.2 | 82.2 | 82.2 | 82.2 | 82.2 | 82.2 | 82.2 | 82.2 | 82.2 | 82.2 | 82.2 | 82.2 | 82.2 | 82.2 | 82.2 | 82.2 | 82.2 | 82.2 | 82.2
| MCINTOSH 3A | 82.2 | 82.2 | 82.2 | 82.2 | 82.2 | 82.2 | 82.2 | 82.2 | 82.2 | 82.2 | 82.2 | 82.2 | 82.2 | 82.2 | 82.2 | 82.2 | 82.2 | 82.2 | 82.2
| MCINTOSH 4A | 82.2 | 82.2 | 82.2 | 82.2 | 82.2 | 82.2 | 82.2 | 82.2 | 82.2 | 82.2 | 82.2 | 82.2 | 82.2 | 82.2 | 82.2 | 82.2 | 82.2 | 82.2 | 82.2
| MCINTOSH 5A | 82.2 | 82.2 | 82.2 | 82.2 | 82.2 | 82.2 | 82.2 | 82.2 | 82.2 | 82.2 | 82.2 | 82.2 | 82.2 | 82.2 | 82.2 | 82.2 | 82.2 | 82.2 | 82.2
| MCINTOSH 6A | 82.2 | 82.2 | 82.2 | 82.2 | 82.2 | 82.2 | 82.2 | 82.2 | 82.2 | 82.2 | 82.2 | 82.2 | 82.2 | 82.2 | 82.2 | 82.2 | 82.2 | 82.2 | 82.2
| MCINTOSH 7A | 82.2 | 82.2 | 82.2 | 82.2 | 82.2 | 82.2 | 82.2 | 82.2 | 82.2 | 82.2 | 82.2 | 82.2 | 82.2 | 82.2 | 82.2 | 82.2 | 82.2 | 82.2 | 82.2
| MCINTOSH 8A | 82.2 | 82.2 | 82.2 | 82.2 | 82.2 | 82.2 | 82.2 | 82.2 | 82.2 | 82.2 | 82.2 | 82.2 | 82.2 | 82.2 | 82.2 | 82.2 | 82.2 | 82.2 | 82.2
| MCMANUS 3A | 44.428 | 44.428 | 44.428 | 44.428 | 44.428 | 44.428 | 44.428 | 44.428 | 44.428 | 44.428 | 44.428 | 44.428 | 44.428 | 44.428 | 44.428 | 44.428 | 44.428 | 44.428 | 44.428
| MCMANUS 3B | 44.428 | 44.428 | 44.428 | 44.428 | 44.428 | 44.428 | 44.428 | 44.428 | 44.428 | 44.428 | 44.428 | 44.428 | 44.428 | 44.428 | 44.428 | 44.428 | 44.428 | 44.428 | 44.428
| MCMANUS 3C | 44.428 | 44.428 | 44.428 | 44.428 | 44.428 | 44.428 | 44.428 | 44.428 | 44.428 | 44.428 | 44.428 | 44.428 | 44.428 | 44.428 | 44.428 | 44.428 | 44.428 | 44.428 | 44.428
| MCMANUS 4A | 44.391 | 44.391 | 44.391 | 44.391 | 44.391 | 44.391 | 44.391 | 44.391 | 44.391 | 44.391 | 44.391 | 44.391 | 44.391 | 44.391 | 44.391 | 44.391 | 44.391 | 44.391 | 44.391
| MCMANUS 4B | 44.391 | 44.391 | 44.391 | 44.391 | 44.391 | 44.391 | 44.391 | 44.391 | 44.391 | 44.391 | 44.391 | 44.391 | 44.391 | 44.391 | 44.391 | 44.391 | 44.391 | 44.391 | 44.391
| MCMANUS 4C | 44.391 | 44.391 | 44.391 | 44.391 | 44.391 | 44.391 | 44.391 | 44.391 | 44.391 | 44.391 | 44.391 | 44.391 | 44.391 | 44.391 | 44.391 | 44.391 | 44.391 | 44.391 | 44.391
| MCMANUS 4D | 44.391 | 44.391 | 44.391 | 44.391 | 44.391 | 44.391 | 44.391 | 44.391 | 44.391 | 44.391 | 44.391 | 44.391 | 44.391 | 44.391 | 44.391 | 44.391 | 44.391 | 44.391 | 44.391
| MCMANUS 4E | 44.391 | 44.391 | 44.391 | 44.391 | 44.391 | 44.391 | 44.391 | 44.391 | 44.391 | 44.391 | 44.391 | 44.391 | 44.391 | 44.391 | 44.391 | 44.391 | 44.391 | 44.391 | 44.391
| MCMANUS 4F | 44.391 | 44.391 | 44.391 | 44.391 | 44.391 | 44.391 | 44.391 | 44.391 | 44.391 | 44.391 | 44.391 | 44.391 | 44.391 | 44.391 | 44.391 | 44.391 | 44.391 | 44.391 | 44.391
| MCMANUS DIESEL | 0 | 0 | 0 | 0 | 0 | 0 | 0 | 0 | 0 | 0 | 0 | 0 | 0 | 0 | 0 | 0 | 0 | 0 | 0
| WANSLEY 5A | 0 | 0 | 0 | 0 | 0 | 0 | 0 | 0 | 0 | 0 | 0 | 0 | 0 | 0 | 0 | 0 | 0 | 0 | 0
| WARNER ROBINS 1 | 80 | 80 | 80 | 80 | 80 | 80 | 80 | 80 | 80 | 80 | 80 | 80 | 80 | 80 | 80 | 80 | 80 | 80 | 80
| WARNER ROBINS 2 | 80 | 80 | 80 | 80 | 80 | 80 | 80 | 80 | 80 | 80 | 80 | 80 | 80 | 80 | 80 | 80 | 80 | 80 | 80
| WILSON 1A | 54.533 | 54.533 | 54.533 | 54.533 | 54.533 | 54.533 | 54.533 | 54.533 | 54.533 | 54.533 | 54.533 | 54.533 | 54.533 | 54.533 | 54.533 | 54.533 | 54.533 | 54.533 | 54.533
| WILSON 1B | 53.996 | 53.996 | 53.996 | 53.996 | 53.996 | 53.996 | 53.996 | 53.996 | 53.996 | 53.996 | 53.996 | 53.996 | 53.996 | 53.996 | 53.996 | 53.996 | 53.996 | 53.996 | 53.996
| WILSON 1C | 38.247 | 38.247 | 38.247 | 38.247 | 38.247 | 38.247 | 38.247 | 38.247 | 38.247 | 38.247 | 38.247 | 38.247 | 38.247 | 38.247 | 38.247 | 38.247 | 38.247 | 38.247 | 38.247
| WILSON 1D | 24.533 | 24.533 | 24.533 | 24.533 | 24.533 | 24.533 | 24.533 | 24.533 | 24.533 | 24.533 | 24.533 | 24.533 | 24.533 | 24.533 | 24.533 | 24.533 | 24.533 | 24.533 | 24.533
| WILSON 1E | 52.068 | 52.068 | 52.068 | 52.068 | 52.068 | 52.068 | 52.068 | 52.068 | 52.068 | 52.068 | 52.068 | 52.068 | 52.068 | 52.068 | 52.068 | 52.068 | 52.068 | 52.068 | 52.068
| WILSON 1F | 43.068 | 43.068 | 43.068 | 43.068 | 43.068 | 43.068 | 43.068 | 43.068 | 43.068 | 43.068 | 43.068 | 43.068 | 43.068 | 43.068 | 43.068 | 43.068 | 43.068 | 43.068 | 43.068
| WILSON DIESEL | 0 | 0 | 0 | 0 | 0 | 0 | 0 | 0 | 0 | 0 | 0 | 0 | 0 | 0 | 0 | 0 | 0 | 0 | 0
| YATES 10 | 0 | 0 | 441 | 441 | 441 | 441 | 441 | 441 | 441 | 441 | 441 | 441 | 441 | 441 | 441 | 441 | 441 | 441 | 441
| YATES 8 | 0 | 300 | 441 | 441 | 441 | 441 | 441 | 441 | 441 | 441 | 441 | 441 | 441 | 441 | 441 | 441 | 441 | 441 | 441
| YATES 9 | 0 | 300 | 441 | 441 | 441 | 441 | 441 | 441 | 441 | 441 | 441 | 441 | 441 | 441 | 441 | 441 | 441 | 441 | 441
Pump Storage |  | 403.2219 | 403.2219 | 403.2219 | 403.2219 | 403.2219 | 403.2219 | 403.2219 | 403.2219 | 403.2219 | 403.2219 | 403.2219 | 403.2219 | 403.2219 | 403.2219 | 403.2219 | 403.2219 | 403.2219 | 403.2219 | 403.2219
| ROCKY MTN 1 PS | 63.3806 | 63.3806 | 63.3806 | 63.3806 | 63.3806 | 63.3806 | 63.3806 | 63.3806 | 63.3806 | 63.3806 | 63.3806 | 63.3806 | 63.3806 | 63.3806 | 63.3806 | 63.3806 | 63.3806 | 63.3806 | 63.3806
| ROCKY MTN 2 PS | 63.3806 | 63.3806 | 63.3806 | 63.3806 | 63.3806 | 63.3806 | 63.3806 | 63.3806 | 63.3806 | 63.3806 | 63.3806 | 63.3806 | 63.3806 | 63.3806 | 63.3806 | 63.3806 | 63.3806 | 63.3806 | 63.3806
| ROCKY MTN 3 PS | 63.3806 | 63.3806 | 63.3806 | 63.3806 | 63.3806 | 63.3806 | 63.3806 | 63.3806 | 63.3806 | 63.3806 | 63.3806 | 63.3806 | 63.3806 | 63.3806 | 63.3806 | 63.3806 | 63.3806 | 63.3806 | 63.3806
| WALLACE DAM 1 PS | 53.27 | 53.27 | 53.27 | 53.27 | 53.27 | 53.27 | 53.27 | 53.27 | 53.27 | 53.27 | 53.27 | 53.27 | 53.27 | 53.27 | 53.27 | 53.27 | 53.27 | 53.27 | 53.27
| WALLACE DAM 2 PS | 53.27 | 53.27 | 53.27 | 53.27 | 53.27 | 53.27 | 53.27 | 53.27 | 53.27 | 53.27 | 53.27 | 53.27 | 53.27 | 53.27 | 53.27 | 53.27 | 53.27 | 53.27 | 53.27
| WALLACE DAM 5 PS | 53.27 | 53.27 | 53.27 | 53.27 | 53.27 | 53.27 | 53.27 | 53.27 | 53.27 | 53.27 | 53.27 | 53.27 | 53.27 | 53.27 | 53.27 | 53.27 | 53.27 | 53.27 | 53.27
| WALLACE DAM 6 PS | 53.27 | 53.27 | 53.27 | 53.27 | 53.27 | 53.27 | 53.27 | 53.27 | 53.27 | 53.27 | 53.27 | 53.27 | 53.27 | 53.27 | 53.27 | 53.27 | 53.27 | 53.27 | 53.27
Hydro |  | 687.57 | 693.48 | 693.48 | 693.48 | 693.48 | 693.48 | 693.48 | 693.48 | 693.48 | 693.48 | 693.48 | 693.48 | 693.48 | 693.48 | 693.48 | 693.48 | 693.48 | 693.48 | 693.48
| BARTLETT'S FERRY 1 HY | 16.41 | 16.41 | 16.41 | 16.41 | 16.41 | 16.41 | 16.41 | 16.41 | 16.41 | 16.41 | 16.41 | 16.41 | 16.41 | 16.41 | 16.41 | 16.41 | 16.41 | 16.41 | 16.41
| BARTLETT'S FERRY 2 HY | 16.41 | 16.41 | 16.41 | 16.41 | 16.41 | 16.41 | 16.41 | 16.41 | 16.41 | 16.41 | 16.41 | 16.41 | 16.41 | 16.41 | 16.41 | 16.41 | 16.41 | 16.41 | 16.41
| BARTLETT'S FERRY 3 HY | 16.41 | 16.41 | 16.41 | 16.41 | 16.41 | 16.41 | 16.41 | 16.41 | 16.41 | 16.41 | 16.41 | 16.41 | 16.41 | 16.41 | 16.41 | 16.41 | 16.41 | 16.41 | 16.41
| BARTLETT'S FERRY 4 HY | 21.88 | 21.88 | 21.88 | 21.88 | 21.88 | 21.88 | 21.88 | 21.88 | 21.88 | 21.88 | 21.88 | 21.88 | 21.88 | 21.88 | 21.88 | 21.88 | 21.88 | 21.88 | 21.88
| BARTLETT'S FERRY 5 HY | 59.09 | 59.09 | 59.09 | 59.09 | 59.09 | 59.09 | 59.09 | 59.09 | 59.09 | 59.09 | 59.09 | 59.09 | 59.09 | 59.09 | 59.09 | 59.09 | 59.09 | 59.09 | 59.09
| BARTLETT'S FERRY 6 HY | 59.09 | 59.09 | 59.09 | 59.09 | 59.09 | 59.09 | 59.09 | 59.09 | 59.09 | 59.09 | 59.09 | 59.09 | 59.09 | 59.09 | 59.09 | 59.09 | 59.09 | 59.09 | 59.09
| BURTON 1 HY | 4.75 | 4.75 | 4.75 | 4.75 | 4.75 | 4.75 | 4.75 | 4.75 | 4.75 | 4.75 | 4.75 | 4.75 | 4.75 | 4.75 | 4.75 | 4.75 | 4.75 | 4.75 | 4.75
| BURTON 2 HY | 4.75 | 4.75 | 4.75 | 4.75 | 4.75 | 4.75 | 4.75 | 4.75 | 4.75 | 4.75 | 4.75 | 4.75 | 4.75 | 4.75 | 4.75 | 4.75 | 4.75 | 4.75 | 4.75
| ESTATOAH 1 HY | 0 | 0 | 0 | 0 | 0 | 0 | 0 | 0 | 0 | 0 | 0 | 0 | 0 | 0 | 0 | 0 | 0 | 0 | 0
| FLINT RIVER 1 HY | 2.13 | 2.13 | 2.13 | 2.13 | 2.13 | 2.13 | 2.13 | 2.13 | 2.13 | 2.13 | 2.13 | 2.13 | 2.13 | 2.13 | 2.13 | 2.13 | 2.13 | 2.13 | 2.13
| FLINT RIVER 2 HY | 2.13 | 2.13 | 2.13 | 2.13 | 2.13 | 2.13 | 2.13 | 2.13 | 2.13 | 2.13 | 2.13 | 2.13 | 2.13 | 2.13 | 2.13 | 2.13 | 2.13 | 2.13 | 2.13
| FLINT RIVER 3 HY | 2.13 | 2.13 | 2.13 | 2.13 | 2.13 | 2.13 | 2.13 | 2.13 | 2.13 | 2.13 | 2.13 | 2.13 | 2.13 | 2.13 | 2.13 | 2.13 | 2.13 | 2.13 | 2.13
| GOAT ROCK 3 HY | 5.01 | 5.01 | 5.01 | 5.01 | 5.01 | 5.01 | 5.01 | 5.01 | 5.01 | 5.01 | 5.01 | 5.01 | 5.01 | 5.01 | 5.01 | 5.01 | 5.01 | 5.01 | 5.01
| GOAT ROCK 4 HY | 0 | 0 | 0 | 0 | 0 | 0 | 0 | 0 | 0 | 0 | 0 | 0 | 0 | 0 | 0 | 0 | 0 | 0 | 0
| GOAT ROCK 5 HY | 0 | 0 | 0 | 0 | 0 | 0 | 0 | 0 | 0 | 0 | 0 | 0 | 0 | 0 | 0 | 0 | 0 | 0 | 0
| GOAT ROCK 6 HY | 5.01 | 5.01 | 5.01 | 5.01 | 5.01 | 5.01 | 5.01 | 5.01 | 5.01 | 5.01 | 5.01 | 5.01 | 5.01 | 5.01 | 5.01 | 5.01 | 5.01 | 5.01 | 5.01
| GOAT ROCK 7 HY | 9.32 | 9.32 | 9.32 | 9.32 | 9.32 | 9.32 | 9.32 | 9.32 | 9.32 | 9.32 | 9.32 | 9.32 | 9.32 | 9.32 | 9.32 | 9.32 | 9.32 | 9.32 | 9.32
| GOAT ROCK 8 HY | 9.32 | 9.32 | 9.32 | 9.32 | 9.32 | 9.32 | 9.32 | 9.32 | 9.32 | 9.32 | 9.32 | 9.32 | 9.32 | 9.32 | 9.32 | 9.32 | 9.32 | 9.32 | 9.32
| LANGDALE 5 HY | 0 | 0 | 0 | 0 | 0 | 0 | 0 | 0 | 0 | 0 | 0 | 0 | 0 | 0 | 0 | 0 | 0 | 0 | 0
| LANGDALE 6 HY | 0 | 0 | 0 | 0 | 0 | 0 | 0 | 0 | 0 | 0 | 0 | 0 | 0 | 0 | 0 | 0 | 0 | 0 | 0
| LLOYD SHOALS 1 HY | 3.75 | 3.75 | 3.75 | 3.75 | 3.75 | 3.75 | 3.75 | 3.75 | 3.75 | 3.75 | 3.75 | 3.75 | 3.75 | 3.75 | 3.75 | 3.75 | 3.75 | 3.75 | 3.75
| LLOYD SHOALS 2 HY | 3.75 | 3.75 | 3.75 | 3.75 | 3.75 | 3.75 | 3.75 | 3.75 | 3.75 | 3.75 | 3.75 | 3.75 | 3.75 | 3.75 | 3.75 | 3.75 | 3.75 | 3.75 | 3.75
| LLOYD SHOALS 3 HY | 3.75 | 3.75 | 3.75 | 3.75 | 3.75 | 3.75 | 3.75 | 3.75 | 3.75 | 3.75 | 3.75 | 3.75 | 3.75 | 3.75 | 3.75 | 3.75 | 3.75 | 3.75 | 3.75
| LLOYD SHOALS 4 HY | 3.75 | 3.75 | 3.75 | 3.75 | 3.75 | 3.75 | 3.75 | 3.75 | 3.75 | 3.75 | 3.75 | 3.75 | 3.75 | 3.75 | 3.75 | 3.75 | 3.75 | 3.75 | 3.75
| LLOYD SHOALS 5 HY | 3.75 | 3.75 | 3.75 | 3.75 | 3.75 | 3.75 | 3.75 | 3.75 | 3.75 | 3.75 | 3.75 | 3.75 | 3.75 | 3.75 | 3.75 | 3.75 | 3.75 | 3.75 | 3.75
| LLOYD SHOALS 6 HY | 3.75 | 3.75 | 3.75 | 3.75 | 3.75 | 3.75 | 3.75 | 3.75 | 3.75 | 3.75 | 3.75 | 3.75 | 3.75 | 3.75 | 3.75 | 3.75 | 3.75 | 3.75 | 3.75
| MORGAN FALLS 1 HY | 1.54 | 1.54 | 1.54 | 1.54 | 1.54 | 1.54 | 1.54 | 1.54 | 1.54 | 1.54 | 1.54 | 1.54 | 1.54 | 1.54 | 1.54 | 1.54 | 1.54 | 1.54 | 1.54
| MORGAN FALLS 2 HY | 1.54 | 1.54 | 1.54 | 1.54 | 1.54 | 1.54 | 1.54 | 1.54 | 1.54 | 1.54 | 1.54 | 1.54 | 1.54 | 1.54 | 1.54 | 1.54 | 1.54 | 1.54 | 1.54
| MORGAN FALLS 3 HY | 0 | 0 | 0 | 0 | 0 | 0 | 0 | 0 | 0 | 0 | 0 | 0 | 0 | 0 | 0 | 0 | 0 | 0 | 0
| MORGAN FALLS 4 HY | 0 | 0 | 0 | 0 | 0 | 0 | 0 | 0 | 0 | 0 | 0 | 0 | 0 | 0 | 0 | 0 | 0 | 0 | 0
| MORGAN FALLS 5 HY | 1.54 | 1.54 | 1.54 | 1.54 | 1.54 | 1.54 | 1.54 | 1.54 | 1.54 | 1.54 | 1.54 | 1.54 | 1.54 | 1.54 | 1.54 | 1.54 | 1.54 | 1.54 | 1.54
| MORGAN FALLS 6 HY | 1.54 | 1.54 | 1.54 | 1.54 | 1.54 | 1.54 | 1.54 | 1.54 | 1.54 | 1.54 | 1.54 | 1.54 | 1.54 | 1.54 | 1.54 | 1.54 | 1.54 | 1.54 | 1.54
| MORGAN FALLS 7 HY | 1.54 | 1.54 | 1.54 | 1.54 | 1.54 | 1.54 | 1.54 | 1.54 | 1.54 | 1.54 | 1.54 | 1.54 | 1.54 | 1.54 | 1.54 | 1.54 | 1.54 | 1.54 | 1.54
| NACOOCHEE 1 HY | 3 | 3 | 3 | 3 | 3 | 3 | 3 | 3 | 3 | 3 | 3 | 3 | 3 | 3 | 3 | 3 | 3 | 3 | 3
| NACOOCHEE 2 HY | 3 | 3 | 3 | 3 | 3 | 3 | 3 | 3 | 3 | 3 | 3 | 3 | 3 | 3 | 3 | 3 | 3 | 3 | 3
| NORTH HIGHLANDS 1 HY | 10.69 | 10.69 | 10.69 | 10.69 | 10.69 | 10.69 | 10.69 | 10.69 | 10.69 | 10.69 | 10.69 | 10.69 | 10.69 | 10.69 | 10.69 | 10.69 | 10.69 | 10.69 | 10.69
| NORTH HIGHLANDS 2 HY | 10.69 | 10.69 | 10.69 | 10.69 | 10.69 | 10.69 | 10.69 | 10.69 | 10.69 | 10.69 | 10.69 | 10.69 | 10.69 | 10.69 | 10.69 | 10.69 | 10.69 | 10.69 | 10.69
| NORTH HIGHLANDS 3 HY | 10.69 | 10.69 | 10.69 | 10.69 | 10.69 | 10.69 | 10.69 | 10.69 | 10.69 | 10.69 | 10.69 | 10.69 | 10.69 | 10.69 | 10.69 | 10.69 | 10.69 | 10.69 | 10.69
| NORTH HIGHLANDS 4 HY | 2.32 | 2.32 | 2.32 | 2.32 | 2.32 | 2.32 | 2.32 | 2.32 | 2.32 | 2.32 | 2.32 | 2.32 | 2.32 | 2.32 | 2.32 | 2.32 | 2.32 | 2.32 | 2.32
| OLIVER 1 HY | 17.73 | 17.73 | 17.73 | 17.73 | 17.73 | 17.73 | 17.73 | 17.73 | 17.73 | 17.73 | 17.73 | 17.73 | 17.73 | 17.73 | 17.73 | 17.73 | 17.73 | 17.73 | 17.73
| OLIVER 2 HY | 17.73 | 17.73 | 17.73 | 17.73 | 17.73 | 17.73 | 17.73 | 17.73 | 17.73 | 17.73 | 17.73 | 17.73 | 17.73 | 17.73 | 17.73 | 17.73 | 17.73 | 17.73 | 17.73
| OLIVER 3 HY | 17.73 | 17.73 | 17.73 | 17.73 | 17.73 | 17.73 | 17.73 | 17.73 | 17.73 | 17.73 | 17.73 | 17.73 | 17.73 | 17.73 | 17.73 | 17.73 | 17.73 | 17.73 | 17.73
| OLIVER 4 HY | 0 | 5.91 | 5.91 | 5.91 | 5.91 | 5.91 | 5.91 | 5.91 | 5.91 | 5.91 | 5.91 | 5.91 | 5.91 | 5.91 | 5.91 | 5.91 | 5.91 | 5.91 | 5.91
| RIVERVIEW 1 HY | 0 | 0 | 0 | 0 | 0 | 0 | 0 | 0 | 0 | 0 | 0 | 0 | 0 | 0 | 0 | 0 | 0 | 0 | 0
| RIVERVIEW 2 HY | 0 | 0 | 0 | 0 | 0 | 0 | 0 | 0 | 0 | 0 | 0 | 0 | 0 | 0 | 0 | 0 | 0 | 0 | 0
| SINCLAIR 1 HY | 21.9 | 21.9 | 21.9 | 21.9 | 21.9 | 21.9 | 21.9 | 21.9 | 21.9 | 21.9 | 21.9 | 21.9 | 21.9 | 21.9 | 21.9 | 21.9 | 21.9 | 21.9 | 21.9
| SINCLAIR 2 HY | 21.9 | 21.9 | 21.9 | 21.9 | 21.9 | 21.9 | 21.9 | 21.9 | 21.9 | 21.9 | 21.9 | 21.9 | 21.9 | 21.9 | 21.9 | 21.9 | 21.9 | 21.9 | 21.9
| TALLULAH 1 HY | 12.15 | 12.15 | 12.15 | 12.15 | 12.15 | 12.15 | 12.15 | 12.15 | 12.15 | 12.15 | 12.15 | 12.15 | 12.15 | 12.15 | 12.15 | 12.15 | 12.15 | 12.15 | 12.15
| TALLULAH 2 HY | 12.15 | 12.15 | 12.15 | 12.15 | 12.15 | 12.15 | 12.15 | 12.15 | 12.15 | 12.15 | 12.15 | 12.15 | 12.15 | 12.15 | 12.15 | 12.15 | 12.15 | 12.15 | 12.15
| TALLULAH 3 HY | 12.15 | 12.15 | 12.15 | 12.15 | 12.15 | 12.15 | 12.15 | 12.15 | 12.15 | 12.15 | 12.15 | 12.15 | 12.15 | 12.15 | 12.15 | 12.15 | 12.15 | 12.15 | 12.15
| TALLULAH 4 HY | 12.15 | 12.15 | 12.15 | 12.15 | 12.15 | 12.15 | 12.15 | 12.15 | 12.15 | 12.15 | 12.15 | 12.15 | 12.15 | 12.15 | 12.15 | 12.15 | 12.15 | 12.15 | 12.15
| TALLULAH 5 HY | 12.15 | 12.15 | 12.15 | 12.15 | 12.15 | 12.15 | 12.15 | 12.15 | 12.15 | 12.15 | 12.15 | 12.15 | 12.15 | 12.15 | 12.15 | 12.15 | 12.15 | 12.15 | 12.15
| TALLULAH 6 HY | 12.15 | 12.15 | 12.15 | 12.15 | 12.15 | 12.15 | 12.15 | 12.15 | 12.15 | 12.15 | 12.15 | 12.15 | 12.15 | 12.15 | 12.15 | 12.15 | 12.15 | 12.15 | 12.15
| TERRORA 1 HY | 8.7 | 8.7 | 8.7 | 8.7 | 8.7 | 8.7 | 8.7 | 8.7 | 8.7 | 8.7 | 8.7 | 8.7 | 8.7 | 8.7 | 8.7 | 8.7 | 8.7 | 8.7 | 8.7
| TERRORA 2 HY | 8.7 | 8.7 | 8.7 | 8.7 | 8.7 | 8.7 | 8.7 | 8.7 | 8.7 | 8.7 | 8.7 | 8.7 | 8.7 | 8.7 | 8.7 | 8.7 | 8.7 | 8.7 | 8.7
| TUGALO 1 HY | 13.08 | 13.08 | 13.08 | 13.08 | 13.08 | 13.08 | 13.08 | 13.08 | 13.08 | 13.08 | 13.08 | 13.08 | 13.08 | 13.08 | 13.08 | 13.08 | 13.08 | 13.08 | 13.08
| TUGALO 2 HY | 13.08 | 13.08 | 13.08 | 13.08 | 13.08 | 13.08 | 13.08 | 13.08 | 13.08 | 13.08 | 13.08 | 13.08 | 13.08 | 13.08 | 13.08 | 13.08 | 13.08 | 13.08 | 13.08
| TUGALO 3 HY | 13.08 | 13.08 | 13.08 | 13.08 | 13.08 | 13.08 | 13.08 | 13.08 | 13.08 | 13.08 | 13.08 | 13.08 | 13.08 | 13.08 | 13.08 | 13.08 | 13.08 | 13.08 | 13.08
| TUGALO 4 HY | 13.08 | 13.08 | 13.08 | 13.08 | 13.08 | 13.08 | 13.08 | 13.08 | 13.08 | 13.08 | 13.08 | 13.08 | 13.08 | 13.08 | 13.08 | 13.08 | 13.08 | 13.08 | 13.08
| WALLACE DAM 3 HY | 57.41 | 57.41 | 57.41 | 57.41 | 57.41 | 57.41 | 57.41 | 57.41 | 57.41 | 57.41 | 57.41 | 57.41 | 57.41 | 57.41 | 57.41 | 57.41 | 57.41 | 57.41 | 57.41
| WALLACE DAM 4 HY | 57.41 | 57.41 | 57.41 | 57.41 | 57.41 | 57.41 | 57.41 | 57.41 | 57.41 | 57.41 | 57.41 | 57.41 | 57.41 | 57.41 | 57.41 | 57.41 | 57.41 | 57.41 | 57.41
| YONAH 1 HY | 9.57 | 9.57 | 9.57 | 9.57 | 9.57 | 9.57 | 9.57 | 9.57 | 9.57 | 9.57 | 9.57 | 9.57 | 9.57 | 9.57 | 9.57 | 9.57 | 9.57 | 9.57 | 9.57
| YONAH 2 HY | 9.57 | 9.57 | 9.57 | 9.57 | 9.57 | 9.57 | 9.57 | 9.57 | 9.57 | 9.57 | 9.57 | 9.57 | 9.57 | 9.57 | 9.57 | 9.57 | 9.57 | 9.57 | 9.57
| YONAH 3 HY | 9.57 | 9.57 | 9.57 | 9.57 | 9.57 | 9.57 | 9.57 | 9.57 | 9.57 | 9.57 | 9.57 | 9.57 | 9.57 | 9.57 | 9.57 | 9.57 | 9.57 | 9.57 | 9.57
Solar |  | 227.9492 | 227.9492 | 227.9492 | 227.9492 | 233.8492 | 233.8492 | 233.8492 | 233.8492 | 233.8492 | 233.8492 | 233.8492 | 233.8492 | 233.8492 | 233.8492 | 233.8492 | 233.8492 | 233.8492 | 233.8492 | 233.8492
| COMMUNITY SOLAR - COMER | 1.404 | 1.404 | 1.404 | 1.404 | 1.404 | 1.404 | 1.404 | 1.404 | 1.404 | 1.404 | 1.404 | 1.404 | 1.404 | 1.404 | 1.404 | 1.404 | 1.404 | 1.404 | 1.404
| COMMUNITY SOLAR - GUYTON | 2.34 | 2.34 | 2.34 | 2.34 | 2.34 | 2.34 | 2.34 | 2.34 | 2.34 | 2.34 | 2.34 | 2.34 | 2.34 | 2.34 | 2.34 | 2.34 | 2.34 | 2.34 | 2.34
| COMMUNITY SOLAR - WAYNESBORO | 1.56 | 1.56 | 1.56 | 1.56 | 1.56 | 1.56 | 1.56 | 1.56 | 1.56 | 1.56 | 1.56 | 1.56 | 1.56 | 1.56 | 1.56 | 1.56 | 1.56 | 1.56 | 1.56
| FALCONS | 0.663 | 0.663 | 0.663 | 0.663 | 0.663 | 0.663 | 0.663 | 0.663 | 0.663 | 0.663 | 0.663 | 0.663 | 0.663 | 0.663 | 0.663 | 0.663 | 0.663 | 0.663 | 0.663
| FORT BENNING | 16.5 | 16.5 | 16.5 | 16.5 | 16.5 | 16.5 | 16.5 | 16.5 | 16.5 | 16.5 | 16.5 | 16.5 | 16.5 | 16.5 | 16.5 | 16.5 | 16.5 | 16.5 | 16.5
| FORT GORDON | 16.5 | 16.5 | 16.5 | 16.5 | 16.5 | 16.5 | 16.5 | 16.5 | 16.5 | 16.5 | 16.5 | 16.5 | 16.5 | 16.5 | 16.5 | 16.5 | 16.5 | 16.5 | 16.5
| FORT STEWART SOLAR | 16.5 | 16.5 | 16.5 | 16.5 | 16.5 | 16.5 | 16.5 | 16.5 | 16.5 | 16.5 | 16.5 | 16.5 | 16.5 | 16.5 | 16.5 | 16.5 | 16.5 | 16.5 | 16.5
| FORT VALLEY STATE UNIVERSITY | 7.02 | 7.02 | 7.02 | 7.02 | 7.02 | 7.02 | 7.02 | 7.02 | 7.02 | 7.02 | 7.02 | 7.02 | 7.02 | 7.02 | 7.02 | 7.02 | 7.02 | 7.02 | 7.02
| KINGS BAY SOLAR | 16.588 | 16.588 | 16.588 | 16.588 | 16.588 | 16.588 | 16.588 | 16.588 | 16.588 | 16.588 | 16.588 | 16.588 | 16.588 | 16.588 | 16.588 | 16.588 | 16.588 | 16.588 | 16.588
| MCINTOSH CLOSED ASH POND | 2.5 | 2.5 | 2.5 | 2.5 | 2.5 | 2.5 | 2.5 | 2.5 | 2.5 | 2.5 | 2.5 | 2.5 | 2.5 | 2.5 | 2.5 | 2.5 | 2.5 | 2.5 | 2.5
| MCLB | 17.138 | 17.138 | 17.138 | 17.138 | 17.138 | 17.138 | 17.138 | 17.138 | 17.138 | 17.138 | 17.138 | 17.138 | 17.138 | 17.138 | 17.138 | 17.138 | 17.138 | 17.138 | 17.138
| MOODY AFB | 32.175 | 32.175 | 32.175 | 32.175 | 32.175 | 32.175 | 32.175 | 32.175 | 32.175 | 32.175 | 32.175 | 32.175 | 32.175 | 32.175 | 32.175 | 32.175 | 32.175 | 32.175 | 32.175
| RIGHT OF WAY SOLAR | 0.52 | 0.52 | 0.52 | 0.52 | 0.52 | 0.52 | 0.52 | 0.52 | 0.52 | 0.52 | 0.52 | 0.52 | 0.52 | 0.52 | 0.52 | 0.52 | 0.52 | 0.52 | 0.52
| ROBINS AFB | 96 | 96 | 96 | 96 | 96 | 96 | 96 | 96 | 96 | 96 | 96 | 96 | 96 | 96 | 96 | 96 | 96 | 96 | 96
| UGA SOLAR | 0.5412 | 0.5412 | 0.5412 | 0.5412 | 0.5412 | 0.5412 | 0.5412 | 0.5412 | 0.5412 | 0.5412 | 0.5412 | 0.5412 | 0.5412 | 0.5412 | 0.5412 | 0.5412 | 0.5412 | 0.5412 | 0.5412
| Unassigned Self-Build Solar | 0 | 0 | 0 | 0 | 5.9 | 5.9 | 5.9 | 5.9 | 5.9 | 5.9 | 5.9 | 5.9 | 5.9 | 5.9 | 5.9 | 5.9 | 5.9 | 5.9 | 5.9
System Sales |  | 2e-21 | 2e-21 | 2e-21 | 2e-21 | 2e-21 | 2e-21 | 2e-21 | 2e-21 | 2e-21 | 2e-21 | 2e-21 | 2e-21 | 2e-21 | 2e-21 | 2e-21 | 2e-21 | 2e-21 | 2e-21 | 2e-21
| SYSTEM SALE | 2e-21 | 2e-21 | 2e-21 | 2e-21 | 2e-21 | 2e-21 | 2e-21 | 2e-21 | 2e-21 | 2e-21 | 2e-21 | 2e-21 | 2e-21 | 2e-21 | 2e-21 | 2e-21 | 2e-21 | 2e-21 | 2e-21
Purchased Generating Capacity (MW) |  | 7522.4793 | 7521.9293 | 7446.0713 | 6981.0713 | 5054.6243 | 6081.5243 | 6081.5243 | 6025.7549 | 6011.2734 | 4294.2374 | 4166.0783 | 4007.5608 | 3783.2522 | 3782.9402 | 3473.9402 | 3421.9262 | 3412.2369 | 3406.9734 | 3404.1459
| 2019 IRP RENEWABLES - DG S2230 | 1.92 | 1.92 | 1.92 | 1.92 | 1.92 | 1.92 | 1.92 | 1.92 | 1.92 | 1.92 | 1.92 | 1.92 | 1.92 | 1.92 | 1.92 | 1.92 | 1.92 | 1.92 | 1.92
| 2019 IRP RENEWABLES - DG S2330 | 9.01 | 9.01 | 9.01 | 9.01 | 9.01 | 9.01 | 9.01 | 9.01 | 9.01 | 9.01 | 9.01 | 9.01 | 9.01 | 9.01 | 9.01 | 9.01 | 9.01 | 9.01 | 9.01
| 2019 IRP RENEWABLES - DG S2430 | 0.24 | 0.24 | 0.24 | 0.24 | 0.24 | 0.24 | 0.24 | 0.24 | 0.24 | 0.24 | 0.24 | 0.24 | 0.24 | 0.24 | 0.24 | 0.24 | 0.24 | 0.24 | 0.24
| 2019 IRP RENEWABLES - DG W2330 | 9.7384 | 9.7384 | 9.7384 | 9.7384 | 9.7384 | 9.7384 | 9.7384 | 9.7384 | 9.7384 | 9.7384 | 9.7384 | 9.7384 | 9.7384 | 9.7384 | 9.7384 | 9.7384 | 9.7384 | 9.7384 | 9.7384
| 2019 IRP RENEWABLES - DG W2430 | 9.272 | 9.272 | 9.272 | 9.272 | 9.272 | 9.272 | 9.272 | 9.272 | 9.272 | 9.272 | 9.272 | 9.272 | 9.272 | 9.272 | 9.272 | 9.272 | 9.272 | 9.272 | 9.272
| 2022 IRP BIOMASS - AGE | 0 | 0 | 0 | 0 | 35 | 35 | 35 | 35 | 35 | 35 | 35 | 35 | 35 | 35 | 35 | 35 | 35 | 35 | 35
| 2022 IRP ESS RFP | 0 | 0 | 0 | 500 | 500 | 500 | 500 | 500 | 500 | 500 | 500 | 500 | 500 | 500 | 500 | 500 | 500 | 500 | 500
| 2022 IRP SOLAR DG RFP 1 | 19.8 | 19.8 | 19.8 | 19.8 | 19.8 | 19.8 | 19.8 | 19.8 | 19.8 | 19.8 | 19.8 | 19.8 | 19.8 | 19.8 | 19.8 | 19.8 | 19.8 | 19.8 | 19.8
| 2022 IRP SOLAR DG RFP 2 | 112.05 | 112.05 | 112.05 | 112.05 | 112.05 | 112.05 | 112.05 | 112.05 | 112.05 | 112.05 | 112.05 | 112.05 | 112.05 | 112.05 | 112.05 | 112.05 | 112.05 | 112.05 | 112.05
| 2022 IRP SOLAR US RFP 1 | 0 | 0 | 0 | 0 | 0 | 0 | 0 | 0 | 0 | 0 | 0 | 0 | 0 | 0 | 0 | 0 | 0 | 0 | 0
| 2022 IRP SOLAR US RFP 2 | 0 | 0 | 0 | 0 | 0 | 1026.9 | 1026.9 | 1026.9 | 1026.9 | 1026.9 | 1026.9 | 1026.9 | 1026.9 | 1026.9 | 1026.9 | 1026.9 | 1026.9 | 1026.9 | 1026.9
| 2022/2023 US - FLINT RIVER SOLAR | 90 | 90 | 90 | 90 | 90 | 90 | 90 | 90 | 90 | 90 | 90 | 90 | 90 | 90 | 90 | 90 | 90 | 90 | 90
| 2022/2023 US - TIMBERLAND SOLAR | 63 | 63 | 63 | 63 | 63 | 63 | 63 | 63 | 63 | 63 | 63 | 63 | 63 | 63 | 63 | 63 | 63 | 63 | 63
| 2022/2023 US - WADLEY SOLAR | 117 | 117 | 117 | 117 | 117 | 117 | 117 | 117 | 117 | 117 | 117 | 117 | 117 | 117 | 117 | 117 | 117 | 117 | 117
| 2022/2023 US - WASHINGTON COUNTY SOLAR | 67.5 | 67.5 | 67.5 | 67.5 | 67.5 | 67.5 | 67.5 | 67.5 | 67.5 | 67.5 | 67.5 | 67.5 | 67.5 | 67.5 | 67.5 | 67.5 | 67.5 | 67.5 | 67.5
| 2023 IRP UPDATE BESS RFP | 0 | 0 | 0 | 0 | 0 | 0 | 0 | 0 | 0 | 0 | 0 | 0 | 0 | 0 | 0 | 0 | 0 | 0 | 0
| ADDISON 1 (WEST GA) | 153.462 | 153.462 | 153.462 | 153.462 | 0 | 0 | 0 | 0 | 0 | 0 | 0 | 0 | 0 | 0 | 0 | 0 | 0 | 0 | 0
| ADDISON 3 (WEST GA) | 148.472 | 148.472 | 148.472 | 148.472 | 0 | 0 | 0 | 0 | 0 | 0 | 0 | 0 | 0 | 0 | 0 | 0 | 0 | 0 | 0
| ALBANY RENEWABLE ENERGY | 49.5 | 49.5 | 49.5 | 49.5 | 49.5 | 49.5 | 49.5 | 49.5 | 49.5 | 49.5 | 49.5 | 0 | 0 | 0 | 0 | 0 | 0 | 0 | 0
| ASI CLASSIC 210 MW - DG S1320 | 0.429 | 0.429 | 0.429 | 0.429 | 0.429 | 0.429 | 0.429 | 0 | 0 | 0 | 0 | 0 | 0 | 0 | 0 | 0 | 0 | 0 | 0
| ASI CLASSIC 210 MW - DG S1420 | 5.1095 | 5.1095 | 5.1095 | 5.1095 | 5.1095 | 5.1095 | 5.1095 | 5.1095 | 0 | 0 | 0 | 0 | 0 | 0 | 0 | 0 | 0 | 0 | 0
| ASI CLASSIC 210 MW - DG S1520 | 15.7355 | 15.7355 | 15.7355 | 15.7355 | 15.7355 | 15.7355 | 15.7355 | 15.7355 | 15.7355 | 0 | 0 | 0 | 0 | 0 | 0 | 0 | 0 | 0 | 0
| ASI CLASSIC 210 MW - DG S1620 | 1.3255 | 1.3255 | 1.3255 | 1.3255 | 1.3255 | 1.3255 | 1.3255 | 1.3255 | 1.3255 | 1.3255 | 0 | 0 | 0 | 0 | 0 | 0 | 0 | 0 | 0
| ASI CLASSIC 210 MW - DG W1420 | 9.372 | 9.372 | 9.372 | 9.372 | 9.372 | 9.372 | 9.372 | 9.372 | 0 | 0 | 0 | 0 | 0 | 0 | 0 | 0 | 0 | 0 | 0
| ASI CLASSIC 210 MW - DG W1520 | 10.1585 | 10.1585 | 10.1585 | 10.1585 | 10.1585 | 10.1585 | 10.1585 | 10.1585 | 10.1585 | 0 | 0 | 0 | 0 | 0 | 0 | 0 | 0 | 0 | 0
| ASI CLASSIC 210 MW - DG W1620 | 0.77055 | 0.77055 | 0.77055 | 0.77055 | 0.77055 | 0.77055 | 0.77055 | 0.77055 | 0.77055 | 0.77055 | 0 | 0 | 0 | 0 | 0 | 0 | 0 | 0 | 0
| ASI CLASSIC 210 MW - US 1: DUBLIN SOLAR CENTER - DUBLIN | 2.652 | 2.652 | 2.652 | 2.652 | 2.652 | 2.652 | 2.652 | 2.652 | 2.652 | 0 | 0 | 0 | 0 | 0 | 0 | 0 | 0 | 0 | 0
| ASI CLASSIC 210 MW - US 1: RICHLAND SOLAR CENTER | 13 | 13 | 13 | 13 | 13 | 13 | 13 | 13 | 13 | 13 | 0 | 0 | 0 | 0 | 0 | 0 | 0 | 0 | 0
| ASI CLASSIC 210 MW - US 1: RINCON SOLAR CENTER | 10.4 | 10.4 | 10.4 | 10.4 | 10.4 | 10.4 | 10.4 | 10.4 | 10.4 | 10.4 | 10.4 | 0 | 0 | 0 | 0 | 0 | 0 | 0 | 0
| ASI CLASSIC 210 MW - US 2: BUTLER SOLAR FARM | 11 | 11 | 11 | 11 | 11 | 11 | 11 | 11 | 11 | 11 | 0 | 0 | 0 | 0 | 0 | 0 | 0 | 0 | 0
| ASI CLASSIC 210 MW - US 2: DECATUR COUNTY SOLAR PROJECT | 12.285 | 12.285 | 12.285 | 12.285 | 12.285 | 12.285 | 12.285 | 12.285 | 12.285 | 12.285 | 0 | 0 | 0 | 0 | 0 | 0 | 0 | 0 | 0
| ASI CLASSIC 210 MW - US 2: HECATE ENERGY - OLD MIDVILLE RD LLC | 13 | 13 | 13 | 13 | 13 | 13 | 13 | 13 | 13 | 13 | 13 | 0 | 0 | 0 | 0 | 0 | 0 | 0 | 0
| ASI CLASSIC 210 MW - US 2: SOLAR GLYNN | 9.724 | 9.724 | 9.724 | 9.724 | 9.724 | 9.724 | 9.724 | 9.724 | 9.724 | 9.724 | 9.724 | 0 | 0 | 0 | 0 | 0 | 0 | 0 | 0
| ASI PRIME 525 MW - DG S1625 | 0.066 | 0.066 | 0.066 | 0.066 | 0.066 | 0.066 | 0.066 | 0.066 | 0.066 | 0.066 | 0.066 | 0.066 | 0.066 | 0.066 | 0.066 | 0 | 0 | 0 | 0
| ASI PRIME 525 MW - DG S1635 | 0.176 | 0.176 | 0.176 | 0.176 | 0.176 | 0.176 | 0.176 | 0.176 | 0.176 | 0.176 | 0.176 | 0.176 | 0.176 | 0.176 | 0.176 | 0.176 | 0.176 | 0.176 | 0.176
| ASI PRIME 525 MW - DG S1725 | 2.2149 | 2.2149 | 2.2149 | 2.2149 | 2.2149 | 2.2149 | 2.2149 | 2.2149 | 2.2149 | 2.2149 | 2.2149 | 2.2149 | 2.2149 | 2.2149 | 2.2149 | 2.2149 | 0 | 0 | 0
| ASI PRIME 525 MW - DG S1730 | 3.355 | 3.355 | 3.355 | 3.355 | 3.355 | 3.355 | 3.355 | 3.355 | 3.355 | 3.355 | 3.355 | 3.355 | 3.355 | 3.355 | 3.355 | 3.355 | 3.355 | 3.355 | 3.355
| ASI PRIME 525 MW - DG S1735 | 3.861 | 3.861 | 3.861 | 3.861 | 3.861 | 3.861 | 3.861 | 3.861 | 3.861 | 3.861 | 3.861 | 3.861 | 3.861 | 3.861 | 3.861 | 3.861 | 3.861 | 3.861 | 3.861
| ASI PRIME 525 MW - DG S1815 | 0.09295 | 0.09295 | 0.09295 | 0.09295 | 0.09295 | 0.09295 | 0.09295 | 0 | 0 | 0 | 0 | 0 | 0 | 0 | 0 | 0 | 0 | 0 | 0
| ASI PRIME 525 MW - DG S1820 | 0.00165 | 0.00165 | 0.00165 | 0.00165 | 0.00165 | 0.00165 | 0.00165 | 0.00165 | 0.00165 | 0.00165 | 0.00165 | 0.00165 | 0 | 0 | 0 | 0 | 0 | 0 | 0
| ASI PRIME 525 MW - DG S1825 | 0.165 | 0.165 | 0.165 | 0.165 | 0.165 | 0.165 | 0.165 | 0.165 | 0.165 | 0.165 | 0.165 | 0.165 | 0.165 | 0.165 | 0.165 | 0.165 | 0.165 | 0 | 0
| ASI PRIME 525 MW - DG S1835 | 0.033 | 0.033 | 0.033 | 0.033 | 0.033 | 0.033 | 0.033 | 0.033 | 0.033 | 0.033 | 0.033 | 0.033 | 0.033 | 0.033 | 0.033 | 0.033 | 0.033 | 0 | 0
| ASI PRIME 525 MW - DG W1725 | 7.4745 | 7.4745 | 7.4745 | 7.4745 | 7.4745 | 7.4745 | 7.4745 | 7.4745 | 7.4745 | 7.4745 | 7.4745 | 7.4745 | 7.4745 | 7.4745 | 7.4745 | 7.4745 | 0 | 0 | 0
| ASI PRIME 525 MW - DG W1730 | 3.3275 | 3.3275 | 3.3275 | 3.3275 | 3.3275 | 3.3275 | 3.3275 | 3.3275 | 3.3275 | 3.3275 | 3.3275 | 3.3275 | 3.3275 | 3.3275 | 3.3275 | 3.3275 | 3.3275 | 3.3275 | 3.3275
| ASI PRIME 525 MW - DG W1735 | 1.034 | 1.034 | 1.034 | 1.034 | 1.034 | 1.034 | 1.034 | 1.034 | 1.034 | 1.034 | 1.034 | 1.034 | 1.034 | 1.034 | 1.034 | 1.034 | 1.034 | 1.034 | 1.034
| ASI PRIME 525 MW - DG W1815 | 0.2475 | 0.2475 | 0.2475 | 0.2475 | 0.2475 | 0.2475 | 0.2475 | 0 | 0 | 0 | 0 | 0 | 0 | 0 | 0 | 0 | 0 | 0 | 0
| ASI PRIME 525 MW - DG W1820 | 0.165 | 0.165 | 0.165 | 0.165 | 0.165 | 0.165 | 0.165 | 0.165 | 0.165 | 0.165 | 0.165 | 0.165 | 0 | 0 | 0 | 0 | 0 | 0 | 0
| ASI PRIME 525 MW - DG W1825 | 5.0655 | 5.0655 | 5.0655 | 5.0655 | 5.0655 | 5.0655 | 5.0655 | 5.0655 | 5.0655 | 5.0655 | 5.0655 | 5.0655 | 5.0655 | 5.0655 | 5.0655 | 5.0655 | 5.0655 | 0 | 0
| ASI PRIME 525 MW - DG W1830 | 12.3145 | 12.3145 | 12.3145 | 12.3145 | 12.3145 | 12.3145 | 12.3145 | 12.3145 | 12.3145 | 12.3145 | 12.3145 | 12.3145 | 12.3145 | 12.3145 | 12.3145 | 12.3145 | 12.3145 | 12.3145 | 12.3145
| ASI PRIME 525 MW - DG W1835 | 3.454 | 3.454 | 3.454 | 3.454 | 3.454 | 3.454 | 3.454 | 3.454 | 3.454 | 3.454 | 3.454 | 3.454 | 3.454 | 3.454 | 3.454 | 3.454 | 3.454 | 3.454 | 3.454
| ASI PRIME 525 MW - US 1: BUTLER SOLAR | 65 | 65 | 65 | 65 | 65 | 65 | 65 | 65 | 65 | 65 | 65 | 65 | 65 | 65 | 65 | 65 | 65 | 65 | 65
| ASI PRIME 525 MW - US 1: DECATUR PARKWAY SOLAR PROJECT | 51.948 | 51.948 | 51.948 | 51.948 | 51.948 | 51.948 | 51.948 | 51.948 | 51.948 | 51.948 | 51.948 | 51.948 | 51.948 | 51.948 | 51.948 | 0 | 0 | 0 | 0
| ASI PRIME 525 MW - US 1: PAWPAW SOLAR | 19.5 | 19.5 | 19.5 | 19.5 | 19.5 | 19.5 | 19.5 | 19.5 | 19.5 | 19.5 | 19.5 | 19.5 | 19.5 | 19.5 | 19.5 | 19.5 | 19.5 | 19.5 | 19.5
| ASI PRIME 525 MW - US 2: LIVE OAK SOLAR | 28.05 | 28.05 | 28.05 | 28.05 | 28.05 | 28.05 | 28.05 | 28.05 | 28.05 | 28.05 | 28.05 | 28.05 | 28.05 | 28.05 | 28.05 | 28.05 | 28.05 | 28.05 | 28.05
| ASI PRIME 525 MW - US 2: WHITE OAK SOLAR | 42.075 | 42.075 | 42.075 | 42.075 | 42.075 | 42.075 | 42.075 | 42.075 | 42.075 | 42.075 | 42.075 | 42.075 | 42.075 | 42.075 | 42.075 | 42.075 | 42.075 | 42.075 | 42.075
| ASI PRIME 525 MW - US 2: WHITE PINE SOLAR | 55.6875 | 55.6875 | 55.6875 | 55.6875 | 55.6875 | 55.6875 | 55.6875 | 55.6875 | 55.6875 | 55.6875 | 55.6875 | 55.6875 | 55.6875 | 55.6875 | 55.6875 | 55.6875 | 55.6875 | 55.6875 | 55.6875
| AXIUM US SOLAR HOLDINGS (SD&D) | 0.55 | 0 | 0 | 0 | 0 | 0 | 0 | 0 | 0 | 0 | 0 | 0 | 0 | 0 | 0 | 0 | 0 | 0 | 0
| BLUE CANYON | 71 | 71 | 71 | 71 | 71 | 71 | 71 | 71 | 71 | 71 | 0 | 0 | 0 | 0 | 0 | 0 | 0 | 0 | 0
| CCSP DG - ONLINE | 0.225 | 0.225 | 0.225 | 0.225 | 0.225 | 0.225 | 0.225 | 0.225 | 0.225 | 0.225 | 0.225 | 0.225 | 0.225 | 0.225 | 0.225 | 0.225 | 0.225 | 0.225 | 0.225
| CCSP DG - REMAINING | 3.525 | 3.525 | 3.525 | 3.525 | 3.525 | 3.525 | 3.525 | 3.525 | 3.525 | 3.525 | 3.525 | 3.525 | 3.525 | 3.525 | 3.525 | 3.525 | 3.525 | 3.525 | 3.525
| COCA-COLA | 6.3 | 6.3 | 6.3 | 6.3 | 6.3 | 6.3 | 6.3 | 6.3 | 6.3 | 6.3 | 0 | 0 | 0 | 0 | 0 | 0 | 0 | 0 | 0
| CONYERS RENEWABLE ENERGY | 3.077 | 3.077 | 3.077 | 3.077 | 3.077 | 3.077 | 3.077 | 3.077 | 3.077 | 3.077 | 3.077 | 0 | 0 | 0 | 0 | 0 | 0 | 0 | 0
| DAHLBERG 1 | 0 | 0 | 74.73 | 74.73 | 74.73 | 74.73 | 74.73 | 74.73 | 74.73 | 74.73 | 74.73 | 74.73 | 0 | 0 | 0 | 0 | 0 | 0 | 0
| DAHLBERG 10 | 75.211 | 75.211 | 75.211 | 75.211 | 75.211 | 75.211 | 75.211 | 75.211 | 75.211 | 0 | 0 | 0 | 0 | 0 | 0 | 0 | 0 | 0 | 0
| DAHLBERG 2 | 74.12 | 74.12 | 74.12 | 74.12 | 74.12 | 74.12 | 74.12 | 74.12 | 74.12 | 0 | 0 | 0 | 0 | 0 | 0 | 0 | 0 | 0 | 0
| DAHLBERG 3 | 0 | 0 | 74.677 | 74.677 | 74.677 | 74.677 | 74.677 | 74.677 | 74.677 | 74.677 | 74.677 | 74.677 | 0 | 0 | 0 | 0 | 0 | 0 | 0
| DAHLBERG 4 | 73.888 | 73.888 | 73.888 | 73.888 | 0 | 0 | 0 | 0 | 0 | 0 | 0 | 0 | 0 | 0 | 0 | 0 | 0 | 0 | 0
| DAHLBERG 5 | 0 | 0 | 74.735 | 74.735 | 74.735 | 74.735 | 74.735 | 74.735 | 74.735 | 74.735 | 74.735 | 74.735 | 0 | 0 | 0 | 0 | 0 | 0 | 0
| DAHLBERG 6 | 75.057 | 75.057 | 75.057 | 75.057 | 75.057 | 75.057 | 75.057 | 75.057 | 75.057 | 0 | 0 | 0 | 0 | 0 | 0 | 0 | 0 | 0 | 0
| DAHLBERG 8 | 74.159 | 74.159 | 74.159 | 74.159 | 74.159 | 74.159 | 74.159 | 74.159 | 74.159 | 0 | 0 | 0 | 0 | 0 | 0 | 0 | 0 | 0 | 0
| DAHLBERG 9 | 75.143 | 75.143 | 75.143 | 75.143 | 75.143 | 75.143 | 75.143 | 75.143 | 75.143 | 0 | 0 | 0 | 0 | 0 | 0 | 0 | 0 | 0 | 0
| EXELON HEARD 1 | 157.5 | 157.5 | 157.5 | 157.5 | 0 | 0 | 0 | 0 | 0 | 0 | 0 | 0 | 0 | 0 | 0 | 0 | 0 | 0 | 0
| EXELON HEARD 2 | 157.5 | 157.5 | 157.5 | 157.5 | 0 | 0 | 0 | 0 | 0 | 0 | 0 | 0 | 0 | 0 | 0 | 0 | 0 | 0 | 0
| EXELON HEARD 3 | 157.5 | 157.5 | 157.5 | 157.5 | 0 | 0 | 0 | 0 | 0 | 0 | 0 | 0 | 0 | 0 | 0 | 0 | 0 | 0 | 0
| EXELON HEARD 4 | 157.5 | 157.5 | 157.5 | 157.5 | 0 | 0 | 0 | 0 | 0 | 0 | 0 | 0 | 0 | 0 | 0 | 0 | 0 | 0 | 0
| EXELON HEARD 5 | 157.5 | 157.5 | 157.5 | 157.5 | 0 | 0 | 0 | 0 | 0 | 0 | 0 | 0 | 0 | 0 | 0 | 0 | 0 | 0 | 0
| EXELON HEARD 6 | 157.5 | 157.5 | 157.5 | 157.5 | 0 | 0 | 0 | 0 | 0 | 0 | 0 | 0 | 0 | 0 | 0 | 0 | 0 | 0 | 0
| GEORGIA RENEWABLE POWER FRANKLIN LLC | 58 | 58 | 58 | 58 | 58 | 58 | 58 | 58 | 58 | 58 | 58 | 58 | 58 | 58 | 58 | 58 | 58 | 58 | 58
| GEORGIA RENEWABLE POWER MADISON | 58 | 58 | 58 | 58 | 58 | 58 | 58 | 58 | 58 | 58 | 58 | 58 | 58 | 58 | 58 | 58 | 58 | 58 | 58
| GREEN POWER SOLUTIONS | 29 | 29 | 29 | 29 | 29 | 29 | 29 | 29 | 29 | 0 | 0 | 0 | 0 | 0 | 0 | 0 | 0 | 0 | 0
| HARRIS 1 | 640.625 | 640.625 | 640.625 | 640.625 | 0 | 0 | 0 | 0 | 0 | 0 | 0 | 0 | 0 | 0 | 0 | 0 | 0 | 0 | 0
| HARRIS 2 | 660.4 | 660.4 | 660.4 | 660.4 | 660.4 | 660.4 | 660.4 | 660.4 | 660.4 | 0 | 0 | 0 | 0 | 0 | 0 | 0 | 0 | 0 | 0
| INTERNATIONAL PAPER - FLINT RIVER | 26.8974 | 26.8974 | 26.8974 | 26.8974 | 26.8974 | 26.8974 | 26.8974 | 26.8974 | 26.8974 | 26.8974 | 26.8974 | 0 | 0 | 0 | 0 | 0 | 0 | 0 | 0
| INTERNATIONAL PAPER - PORT WENTWORTH | 29.5191 | 29.5191 | 29.5191 | 29.5191 | 29.5191 | 29.5191 | 29.5191 | 29.5191 | 29.5191 | 29.5191 | 29.5191 | 0 | 0 | 0 | 0 | 0 | 0 | 0 | 0
| LSS 50 MW - HSH PEMBROOKE | 0.55 | 0.55 | 0.55 | 0.55 | 0.55 | 0.55 | 0.55 | 0.55 | 0.55 | 0 | 0 | 0 | 0 | 0 | 0 | 0 | 0 | 0 | 0
| LSS 50 MW - SIMON SOLAR FARM | 16.5 | 16.5 | 16.5 | 16.5 | 16.5 | 16.5 | 16.5 | 16.5 | 16.5 | 0 | 0 | 0 | 0 | 0 | 0 | 0 | 0 | 0 | 0
| LSS 50 MW - SOLAR D&D CAMILLA | 8.8 | 8.8 | 8.8 | 8.8 | 8.8 | 8.8 | 8.8 | 8.8 | 8.8 | 0 | 0 | 0 | 0 | 0 | 0 | 0 | 0 | 0 | 0
| LSS 50 MW - SOLAR D&D CAMP (MERIWETHER COUNTY) | 1.65 | 1.65 | 1.65 | 1.65 | 1.65 | 1.65 | 1.65 | 1.65 | 1.65 | 0 | 0 | 0 | 0 | 0 | 0 | 0 | 0 | 0 | 0
| MAS GEORGIA LFG - OAK GROVE | 6.178 | 6.178 | 6.178 | 6.178 | 6.178 | 6.178 | 6.178 | 6.178 | 6.178 | 6.178 | 0 | 0 | 0 | 0 | 0 | 0 | 0 | 0 | 0
| MAS GEORGIA LFG - PINE RIDGE | 6.3 | 6.3 | 6.3 | 6.3 | 6.3 | 6.3 | 6.3 | 6.3 | 6.3 | 6.3 | 0 | 0 | 0 | 0 | 0 | 0 | 0 | 0 | 0
| MAS GEORGIA LFG - RICHLAND CREEK | 10.4 | 10.4 | 10.4 | 10.4 | 10.4 | 10.4 | 10.4 | 10.4 | 10.4 | 10.4 | 10.4 | 0 | 0 | 0 | 0 | 0 | 0 | 0 | 0
| MID-GEORGIA COGEN | 300 | 300 | 0 | 0 | 0 | 0 | 0 | 0 | 0 | 0 | 0 | 0 | 0 | 0 | 0 | 0 | 0 | 0 | 0
| MONROE POWER | 309 | 309 | 309 | 309 | 309 | 309 | 309 | 309 | 309 | 309 | 309 | 309 | 309 | 309 | 0 | 0 | 0 | 0 | 0
| MPC PPA | 750 | 750 | 750 | 0 | 0 | 0 | 0 | 0 | 0 | 0 | 0 | 0 | 0 | 0 | 0 | 0 | 0 | 0 | 0
| PIEDMONT GREEN POWER | 55 | 55 | 55 | 55 | 55 | 55 | 55 | 0 | 0 | 0 | 0 | 0 | 0 | 0 | 0 | 0 | 0 | 0 | 0
| REDI 1400 MW - C&I: DOUGHERTY COUNTY SOLAR | 78 | 78 | 78 | 78 | 78 | 78 | 78 | 78 | 78 | 78 | 78 | 78 | 78 | 78 | 78 | 78 | 78 | 78 | 78
| REDI 1400 MW - C&I: TANGLEWOOD SOLAR | 37.375 | 37.375 | 37.375 | 37.375 | 37.375 | 37.375 | 37.375 | 37.375 | 37.375 | 37.375 | 37.375 | 37.375 | 37.375 | 37.375 | 37.375 | 37.375 | 37.375 | 37.375 | 37.375
| REDI 1400 MW - DG CS S1920 | 0.312 | 0.312 | 0.312 | 0.312 | 0.312 | 0.312 | 0.312 | 0.312 | 0.312 | 0.312 | 0.312 | 0.312 | 0.312 | 0 | 0 | 0 | 0 | 0 | 0
| REDI 1400 MW - DG CS S1925 | 1.781 | 1.781 | 1.781 | 1.781 | 1.781 | 1.781 | 1.781 | 1.781 | 1.781 | 1.781 | 1.781 | 1.781 | 1.781 | 1.781 | 1.781 | 1.781 | 1.781 | 1.781 | 0
| REDI 1400 MW - DG CS S1930 | 3.8285 | 3.8285 | 3.8285 | 3.8285 | 3.8285 | 3.8285 | 3.8285 | 3.8285 | 3.8285 | 3.8285 | 3.8285 | 3.8285 | 3.8285 | 3.8285 | 3.8285 | 3.8285 | 3.8285 | 3.8285 | 3.8285
| REDI 1400 MW - DG CS S1935 | 9.126 | 9.126 | 9.126 | 9.126 | 9.126 | 9.126 | 9.126 | 9.126 | 9.126 | 9.126 | 9.126 | 9.126 | 9.126 | 9.126 | 9.126 | 9.126 | 9.126 | 9.126 | 9.126
| REDI 1400 MW - DG CS W1925 | 1.0465 | 1.0465 | 1.0465 | 1.0465 | 1.0465 | 1.0465 | 1.0465 | 1.0465 | 1.0465 | 1.0465 | 1.0465 | 1.0465 | 1.0465 | 1.0465 | 1.0465 | 1.0465 | 1.0465 | 1.0465 | 0
| REDI 1400 MW - DG CS W1930 | 0.39 | 0.39 | 0.39 | 0.39 | 0.39 | 0.39 | 0.39 | 0.39 | 0.39 | 0.39 | 0.39 | 0.39 | 0.39 | 0.39 | 0.39 | 0.39 | 0.39 | 0.39 | 0.39
| REDI 1400 MW - DG CS W1935 | 6.8965 | 6.8965 | 6.8965 | 6.8965 | 6.8965 | 6.8965 | 6.8965 | 6.8965 | 6.8965 | 6.8965 | 6.8965 | 6.8965 | 6.8965 | 6.8965 | 6.8965 | 6.8965 | 6.8965 | 6.8965 | 6.8965
| REDI 1400 MW - DG S2030 | 1.0995 | 1.0995 | 1.0995 | 1.0995 | 1.0995 | 1.0995 | 1.0995 | 1.0995 | 1.0995 | 1.0995 | 1.0995 | 1.0995 | 1.0995 | 1.0995 | 1.0995 | 1.0995 | 1.0995 | 1.0995 | 1.0995
| REDI 1400 MW - DG S2035 | 41.4205 | 41.4205 | 41.4205 | 41.4205 | 41.4205 | 41.4205 | 41.4205 | 41.4205 | 41.4205 | 41.4205 | 41.4205 | 41.4205 | 41.4205 | 41.4205 | 41.4205 | 41.4205 | 41.4205 | 41.4205 | 41.4205
| REDI 1400 MW - DG W2030 | 1.375 | 1.375 | 1.375 | 1.375 | 1.375 | 1.375 | 1.375 | 1.375 | 1.375 | 1.375 | 1.375 | 1.375 | 1.375 | 1.375 | 1.375 | 1.375 | 1.375 | 1.375 | 1.375
| REDI 1400 MW - DG W2035 | 3.795 | 3.795 | 3.795 | 3.795 | 3.795 | 3.795 | 3.795 | 3.795 | 3.795 | 3.795 | 3.795 | 3.795 | 3.795 | 3.795 | 3.795 | 3.795 | 3.795 | 3.795 | 3.795
| REDI 1400 MW - US 1: QUITMAN SOLAR | 112.5 | 112.5 | 112.5 | 112.5 | 112.5 | 112.5 | 112.5 | 112.5 | 112.5 | 112.5 | 112.5 | 112.5 | 112.5 | 112.5 | 112.5 | 112.5 | 112.5 | 112.5 | 112.5
| REDI 1400 MW - US 1: SOUTHERN OAK SOLAR | 120 | 120 | 120 | 120 | 120 | 120 | 120 | 120 | 120 | 120 | 120 | 120 | 120 | 120 | 120 | 120 | 120 | 120 | 120
| REDI 1400 MW - US 1: TWIGGS COUNTY SOLAR | 150 | 150 | 150 | 150 | 150 | 150 | 150 | 150 | 150 | 150 | 150 | 150 | 150 | 150 | 150 | 150 | 150 | 150 | 150
| REDI 1400 MW - US 2: COOL SPRINGS | 159.75 | 159.75 | 159.75 | 159.75 | 159.75 | 159.75 | 159.75 | 159.75 | 159.75 | 159.75 | 159.75 | 159.75 | 159.75 | 159.75 | 159.75 | 159.75 | 159.75 | 159.75 | 159.75
| REDI 1400 MW - US 2: HICKORY PARK | 146.625 | 146.625 | 146.625 | 146.625 | 146.625 | 146.625 | 146.625 | 146.625 | 146.625 | 146.625 | 146.625 | 146.625 | 146.625 | 146.625 | 146.625 | 146.625 | 146.625 | 146.625 | 146.625
| REDI 1400 MW - US 2: QUITMAN II | 112.5 | 112.5 | 112.5 | 112.5 | 112.5 | 112.5 | 112.5 | 112.5 | 112.5 | 112.5 | 112.5 | 112.5 | 112.5 | 112.5 | 112.5 | 112.5 | 112.5 | 112.5 | 112.5
| REDI CS2 | 0.45 | 0.45 | 0.45 | 0.45 | 0.45 | 0.45 | 0.45 | 0.45 | 0.45 | 0.45 | 0.45 | 0.45 | 0.45 | 0.45 | 0.45 | 0.45 | 0.45 | 0.45 | 0.45
| SANTA ROSA | 215 | 215 | 215 | 0 | 0 | 0 | 0 | 0 | 0 | 0 | 0 | 0 | 0 | 0 | 0 | 0 | 0 | 0 | 0
| SUPERIOR - WASTE MANAGEMENT | 6 | 6 | 6 | 6 | 6 | 6 | 6 | 6 | 6 | 6 | 6 | 0 | 0 | 0 | 0 | 0 | 0 | 0 | 0
| WALTON COUNTY | 0 | 0 | 0 | 0 | 0 | 0 | 0 | 0 | 0 | 0 | 0 | 0 | 0 | 0 | 0 | 0 | 0 | 0 | 0
| WANSLEY 6 | 0 | 0 | 0 | 0 | 0 | 0 | 0 | 0 | 0 | 0 | 0 | 0 | 0 | 0 | 0 | 0 | 0 | 0 | 0
| WANSLEY 7 | 597.9 | 597.9 | 597.9 | 597.9 | 597.9 | 597.9 | 597.9 | 597.9 | 597.9 | 0 | 0 | 0 | 0 | 0 | 0 | 0 | 0 | 0 | 0
| WASHINGTON COUNTY | 0 | 0 | 0 | 0 | 0 | 0 | 0 | 0 | 0 | 0 | 0 | 0 | 0 | 0 | 0 | 0 | 0 | 0 | 0
Dispatchable DSOs (MW) |  | 735.1331 | 739.455 | 738.6366 | 741.9227 | 745.6829 | 751.1857 | 754.3047 | 758.6337 | 763.0147 | 766.1319 | 770.3192 | 776.6281 | 782.7856 | 789.1233 | 803.0179 | 813.3633 | 824.3544 | 835.4639 | 846.1415
| CVR Level 1 | 234.4291 | 236.59 | 236.1808 | 237.8238 | 239.704 | 242.4554 | 244.0149 | 246.1794 | 248.3699 | 249.9285 | 252.0221 | 255.1766 | 258.2553 | 261.4242 | 268.3715 | 273.5442 | 279.0397 | 284.5945 | 289.9332
| CVR Level 2 | 234.4291 | 236.59 | 236.1808 | 237.8238 | 239.704 | 242.4554 | 244.0149 | 246.1794 | 248.3699 | 249.9285 | 252.0221 | 255.1766 | 258.2553 | 261.4242 | 268.3715 | 273.5442 | 279.0397 | 284.5945 | 289.9332
| DER Customer Program | 0 | 0 | 0 | 0 | 0 | 0 | 0 | 0 | 0 | 0 | 0 | 0 | 0 | 0 | 0 | 0 | 0 | 0 | 0
| DPEC | 92.1444 | 92.1444 | 92.1444 | 92.1444 | 92.1444 | 92.1444 | 92.1444 | 92.1444 | 92.1444 | 92.1444 | 92.1444 | 92.1444 | 92.1444 | 92.1444 | 92.1444 | 92.1444 | 92.1444 | 92.1444 | 92.1444
| RTPeDA | 5.1073 | 5.1073 | 5.1073 | 5.1073 | 5.1073 | 5.1073 | 5.1073 | 5.1073 | 5.1073 | 5.1073 | 5.1073 | 5.1073 | 5.1073 | 5.1073 | 5.1073 | 5.1073 | 5.1073 | 5.1073 | 5.1073
| RTPeHA | 134.8937 | 134.8937 | 134.8937 | 134.8937 | 134.8937 | 134.8937 | 134.8937 | 134.8937 | 134.8937 | 134.8937 | 134.8937 | 134.8937 | 134.8937 | 134.8937 | 134.8937 | 134.8937 | 134.8937 | 134.8937 | 134.8937
| Temp Check | 34.1296 | 34.1296 | 34.1296 | 34.1296 | 34.1296 | 34.1296 | 34.1296 | 34.1296 | 34.1296 | 34.1296 | 34.1296 | 34.1296 | 34.1296 | 34.1296 | 34.1296 | 34.1296 | 34.1296 | 34.1296 | 34.1296
Energy Storage |  | 0 | 714.825 | 714.825 | 714.825 | 714.825 | 714.825 | 714.825 | 714.825 | 714.825 | 714.825 | 714.825 | 714.825 | 714.825 | 714.825 | 714.825 | 714.825 | 714.825 | 714.825 | 714.825
| 2019 IRP BESS DEMO | 0 | 0 | 0 | 0 | 0 | 0 | 0 | 0 | 0 | 0 | 0 | 0 | 0 | 0 | 0 | 0 | 0 | 0 | 0
| 2019 IRP BESS DEMO - FORT STEWART 4 HR BESS | 0 | 13 | 13 | 13 | 13 | 13 | 13 | 13 | 13 | 13 | 13 | 13 | 13 | 13 | 13 | 13 | 13 | 13 | 13
| 2022 IRP MCGRAU FORD 2 HR BATTERY | 0 | 265 | 265 | 265 | 265 | 265 | 265 | 265 | 265 | 265 | 265 | 265 | 265 | 265 | 265 | 265 | 265 | 265 | 265
| 2023 IRP UPDATE - HAMMOND | 0 | 57.5 | 57.5 | 57.5 | 57.5 | 57.5 | 57.5 | 57.5 | 57.5 | 57.5 | 57.5 | 57.5 | 57.5 | 57.5 | 57.5 | 57.5 | 57.5 | 57.5 | 57.5
| 2023 IRP Update - MCGRAU FORD PHASE 2 | 0 | 265 | 265 | 265 | 265 | 265 | 265 | 265 | 265 | 265 | 265 | 265 | 265 | 265 | 265 | 265 | 265 | 265 | 265
| 2023 IRP UPDATE - MOODY AFB | 0 | 17.325 | 17.325 | 17.325 | 17.325 | 17.325 | 17.325 | 17.325 | 17.325 | 17.325 | 17.325 | 17.325 | 17.325 | 17.325 | 17.325 | 17.325 | 17.325 | 17.325 | 17.325
| 2023 IRP UPDATE - ROBINS AFB | 0 | 32 | 32 | 32 | 32 | 32 | 32 | 32 | 32 | 32 | 32 | 32 | 32 | 32 | 32 | 32 | 32 | 32 | 32
| MOSSY BRANCH | 0 | 65 | 65 | 65 | 65 | 65 | 65 | 65 | 65 | 65 | 65 | 65 | 65 | 65 | 65 | 65 | 65 | 65 | 65
2025 IRP Approvals Projected Timing & Capacities - Extensions are Above |  | 120.2591 | 120.2591 | 127.2591 | 252.7591 | 331.5961 | 464.4871 | 777.9871 | 791.4871 | 804.9871 | 804.9871 | 618.2591 | 618.2591 | 618.2591 | 618.2591 | 618.2591 | 618.2591 | 618.2591 | 618.2591 | 618.2591
| SCHERER 3 WHOLESALE-TO-RETAIL | 52 | 52 | 52 | 52 | 107.337 | 186.728 | 186.728 | 186.728 | 186.728 | 186.728 | 0 | 0 | 0 | 0 | 0 | 0 | 0 | 0 | 0
| MCINTOSH 1A UPRATE | 0 | 0 | 0 | 0 | 13.5 | 13.5 | 13.5 | 13.5 | 13.5 | 13.5 | 13.5 | 13.5 | 13.5 | 13.5 | 13.5 | 13.5 | 13.5 | 13.5 | 13.5
| MCINTOSH 2A UPRATE | 0 | 0 | 0 | 13.5 | 13.5 | 13.5 | 13.5 | 13.5 | 13.5 | 13.5 | 13.5 | 13.5 | 13.5 | 13.5 | 13.5 | 13.5 | 13.5 | 13.5 | 13.5
| MCINTOSH 3A UPRATE | 0 | 0 | 0 | 0 | 0 | 0 | 13.5 | 13.5 | 13.5 | 13.5 | 13.5 | 13.5 | 13.5 | 13.5 | 13.5 | 13.5 | 13.5 | 13.5 | 13.5
| MCINTOSH 4A UPRATE | 0 | 0 | 0 | 0 | 0 | 0 | 0 | 0 | 13.5 | 13.5 | 13.5 | 13.5 | 13.5 | 13.5 | 13.5 | 13.5 | 13.5 | 13.5 | 13.5
| MCINTOSH 5A UPRATE | 0 | 0 | 0 | 0 | 0 | 0 | 0 | 13.5 | 13.5 | 13.5 | 13.5 | 13.5 | 13.5 | 13.5 | 13.5 | 13.5 | 13.5 | 13.5 | 13.5
| MCINTOSH 6A UPRATE | 0 | 0 | 0 | 13.5 | 13.5 | 13.5 | 13.5 | 13.5 | 13.5 | 13.5 | 13.5 | 13.5 | 13.5 | 13.5 | 13.5 | 13.5 | 13.5 | 13.5 | 13.5
| MCINTOSH 7A UPRATE | 0 | 0 | 0 | 13.5 | 13.5 | 13.5 | 13.5 | 13.5 | 13.5 | 13.5 | 13.5 | 13.5 | 13.5 | 13.5 | 13.5 | 13.5 | 13.5 | 13.5 | 13.5
| MCINTOSH 8A UPRATE | 0 | 0 | 0 | 0 | 0 | 13.5 | 13.5 | 13.5 | 13.5 | 13.5 | 13.5 | 13.5 | 13.5 | 13.5 | 13.5 | 13.5 | 13.5 | 13.5 | 13.5
| MCINTOSH 10 UPRATE | 0 | 0 | 0 | 34 | 34 | 34 | 34 | 34 | 34 | 34 | 34 | 34 | 34 | 34 | 34 | 34 | 34 | 34 | 34
| MCINTOSH 11 UPRATE | 0 | 0 | 0 | 34 | 34 | 34 | 34 | 34 | 34 | 34 | 34 | 34 | 34 | 34 | 34 | 34 | 34 | 34 | 34
| VOGTLE 1 UPRATE | 0 | 0 | 0 | 7 | 7 | 27 | 27 | 27 | 27 | 27 | 27 | 27 | 27 | 27 | 27 | 27 | 27 | 27 | 27
| VOGTLE 2 UPRATE | 0 | 0 | 7 | 7 | 7 | 27 | 27 | 27 | 27 | 27 | 27 | 27 | 27 | 27 | 27 | 27 | 27 | 27 | 27
| Temp Check Increase | 68.2591 | 68.2591 | 68.2591 | 68.2591 | 68.2591 | 68.2591 | 68.2591 | 68.2591 | 68.2591 | 68.2591 | 68.2591 | 68.2591 | 68.2591 | 68.2591 | 68.2591 | 68.2591 | 68.2591 | 68.2591 | 68.2591
| 2026 DG RFP (COA 2028) | 0 | 0 | 0 | 10 | 10 | 10 | 10 | 10 | 10 | 10 | 10 | 10 | 10 | 10 | 10 | 10 | 10 | 10 | 10
| 2027 DG RFP (COA 2029) | 0 | 0 | 0 | 0 | 10 | 10 | 10 | 10 | 10 | 10 | 10 | 10 | 10 | 10 | 10 | 10 | 10 | 10 | 10
| CARES 2026 US RFP | 0 | 0 | 0 | 0 | 0 | 0 | 300 | 300 | 300 | 300 | 300 | 300 | 300 | 300 | 300 | 300 | 300 | 300 | 300
Extensions for Reference Only - Extensions Included Above |  | 0 | 0 | 0 | 1005.099 | 1005.099 | 925.549 | 925.549 | 925.549 | 925.549 | 457.873 | 0 | 0 | 0 | 0 | 0 | 0 | 0 | 0 | 0
| SCHERER 3 | 0 | 0 | 0 | 537.423 | 537.423 | 457.873 | 457.873 | 457.873 | 457.873 | 457.873 | 0 | 0 | 0 | 0 | 0 | 0 | 0 | 0 | 0
| GASTON 1 GAS | 0 | 0 | 0 | 127 | 127 | 127 | 127 | 127 | 127 | 0 | 0 | 0 | 0 | 0 | 0 | 0 | 0 | 0 | 0
| GASTON 2 GAS | 0 | 0 | 0 | 128 | 128 | 128 | 128 | 128 | 128 | 0 | 0 | 0 | 0 | 0 | 0 | 0 | 0 | 0 | 0
| GASTON 3 GAS | 0 | 0 | 0 | 102.027 | 102.027 | 102.027 | 102.027 | 102.027 | 102.027 | 0 | 0 | 0 | 0 | 0 | 0 | 0 | 0 | 0 | 0
| GASTON 4 GAS | 0 | 0 | 0 | 102.649 | 102.649 | 102.649 | 102.649 | 102.649 | 102.649 | 0 | 0 | 0 | 0 | 0 | 0 | 0 | 0 | 0 | 0
| GASTON A | 0 | 0 | 0 | 8 | 8 | 8 | 8 | 8 | 8 | 0 | 0 | 0 | 0 | 0 | 0 | 0 | 0 | 0 | 0
2025 IRP Approvals Total for Reference Only |  | 120.2591 | 120.2591 | 127.2591 | 1257.8581 | 1336.6951 | 1390.0361 | 1703.5361 | 1717.0361 | 1730.5361 | 1262.8601 | 618.2591 | 618.2591 | 618.2591 | 618.2591 | 618.2591 | 618.2591 | 618.2591 | 618.2591 | 618.2591
CARES 2023 RFP |  | 0 | 0 | 0 | 0 | 312.75 | 312.75 | 312.75 | 312.75 | 312.75 | 312.75 | 312.75 | 312.75 | 312.75 | 312.75 | 312.75 | 312.75 | 312.75 | 312.75 | 312.75
| GA Solar 5, LLC (Old Hickory Solar) | 0 | 0 | 0 | 0 | 65 | 65 | 65 | 65 | 65 | 65 | 65 | 65 | 65 | 65 | 65 | 65 | 65 | 65 | 65
| Wilsonville Solar, LLC | 0 | 0 | 0 | 0 | 50 | 50 | 50 | 50 | 50 | 50 | 50 | 50 | 50 | 50 | 50 | 50 | 50 | 50 | 50
| Stellar Dry Creek Solar, LLC | 0 | 0 | 0 | 0 | 50 | 50 | 50 | 50 | 50 | 50 | 50 | 50 | 50 | 50 | 50 | 50 | 50 | 50 | 50
| Stellar Shamrock Solar, LLC | 0 | 0 | 0 | 0 | 56.25 | 56.25 | 56.25 | 56.25 | 56.25 | 56.25 | 56.25 | 56.25 | 56.25 | 56.25 | 56.25 | 56.25 | 56.25 | 56.25 | 56.25
| Beaver Creek Solar I, LLC | 0 | 0 | 0 | 0 | 91.5 | 91.5 | 91.5 | 91.5 | 91.5 | 91.5 | 91.5 | 91.5 | 91.5 | 91.5 | 91.5 | 91.5 | 91.5 | 91.5 | 91.5
Winter 2027_2028 BESS RFP |  | 0 | 0 | 50 | 50 | 50 | 50 | 50 | 50 | 50 | 50 | 50 | 50 | 50 | 50 | 50 | 50 | 50 | 50 | 50
| Twiggs County BESS | 0 | 0 | 50 | 50 | 50 | 50 | 50 | 50 | 50 | 50 | 50 | 50 | 50 | 50 | 50 | 50 | 50 | 50 | 50
2029-2031 All-Source RFP |  | 0 | 0 | 300 | 1807 | 5848.66 | 6972.74 | 6972.74 | 6972.74 | 6972.74 | 6972.74 | 6972.74 | 6972.74 | 6972.74 | 6972.74 | 6898.74 | 6898.74 | 6898.74 | 6898.74 | 6898.74
| Mid-GA PPA (CC) | 0 | 0 | 300 | 300 | 300 | 300 | 300 | 300 | 300 | 300 | 300 | 300 | 300 | 300 | 300 | 300 | 300 | 300 | 300
| Plant Dahlberg PPA (CT) | 0 | 0 | 0 | 0 | 74 | 74 | 74 | 74 | 74 | 74 | 74 | 74 | 74 | 74 | 0 | 0 | 0 | 0 | 0
| Plant Harris PPA (CC) | 0 | 0 | 0 | 0 | 658 | 658 | 658 | 658 | 658 | 658 | 658 | 658 | 658 | 658 | 658 | 658 | 658 | 658 | 658
| Sandersville PPA (CT) | 0 | 0 | 0 | 0 | 0 | 146 | 146 | 146 | 146 | 146 | 146 | 146 | 146 | 146 | 146 | 146 | 146 | 146 | 146
| Laurens County (ESS+Solar) | 0 | 0 | 0 | 100 | 100 | 100 | 100 | 100 | 100 | 100 | 100 | 100 | 100 | 100 | 100 | 100 | 100 | 100 | 100
| Plant Mitchell (ESS+Solar) | 0 | 0 | 0 | 75 | 75 | 75 | 75 | 75 | 75 | 75 | 75 | 75 | 75 | 75 | 75 | 75 | 75 | 75 | 75
| Bowen BESS Phase 1 | 0 | 0 | 0 | 250 | 250 | 250 | 250 | 250 | 250 | 250 | 250 | 250 | 250 | 250 | 250 | 250 | 250 | 250 | 250
| South Hall BESS | 0 | 0 | 0 | 125 | 125 | 125 | 125 | 125 | 125 | 125 | 125 | 125 | 125 | 125 | 125 | 125 | 125 | 125 | 125
| Wansley BESS | 0 | 0 | 0 | 500 | 500 | 500 | 500 | 500 | 500 | 500 | 500 | 500 | 500 | 500 | 500 | 500 | 500 | 500 | 500
| Yates BESS Phase 1 | 0 | 0 | 0 | 320 | 320 | 320 | 320 | 320 | 320 | 320 | 320 | 320 | 320 | 320 | 320 | 320 | 320 | 320 | 320
| Yates BESS Phase 2 | 0 | 0 | 0 | 137 | 137 | 137 | 137 | 137 | 137 | 137 | 137 | 137 | 137 | 137 | 137 | 137 | 137 | 137 | 137
| Bowen BESS Phase 2 | 0 | 0 | 0 | 0 | 125 | 125 | 125 | 125 | 125 | 125 | 125 | 125 | 125 | 125 | 125 | 125 | 125 | 125 | 125
| Thomson BESS | 0 | 0 | 0 | 0 | 250 | 250 | 250 | 250 | 250 | 250 | 250 | 250 | 250 | 250 | 250 | 250 | 250 | 250 | 250
| Hammond BESS Phase 2 | 0 | 0 | 0 | 0 | 0 | 96.25 | 96.25 | 96.25 | 96.25 | 96.25 | 96.25 | 96.25 | 96.25 | 96.25 | 96.25 | 96.25 | 96.25 | 96.25 | 96.25
| McIntosh BESS | 0 | 0 | 0 | 0 | 0 | 125 | 125 | 125 | 125 | 125 | 125 | 125 | 125 | 125 | 125 | 125 | 125 | 125 | 125
| Bowen Unit 7 (CC) | 0 | 0 | 0 | 0 | 740.81 | 740.81 | 740.81 | 740.81 | 740.81 | 740.81 | 740.81 | 740.81 | 740.81 | 740.81 | 740.81 | 740.81 | 740.81 | 740.81 | 740.81
| Bowen Unit 8 (CC) | 0 | 0 | 0 | 0 | 740.81 | 740.81 | 740.81 | 740.81 | 740.81 | 740.81 | 740.81 | 740.81 | 740.81 | 740.81 | 740.81 | 740.81 | 740.81 | 740.81 | 740.81
| Wansley Unit 10 (CC) | 0 | 0 | 0 | 0 | 726.52 | 726.52 | 726.52 | 726.52 | 726.52 | 726.52 | 726.52 | 726.52 | 726.52 | 726.52 | 726.52 | 726.52 | 726.52 | 726.52 | 726.52
| Wansley Unit 11 (CC) | 0 | 0 | 0 | 0 | 726.52 | 726.52 | 726.52 | 726.52 | 726.52 | 726.52 | 726.52 | 726.52 | 726.52 | 726.52 | 726.52 | 726.52 | 726.52 | 726.52 | 726.52
| McIntosh Unit 12 (CC) | 0 | 0 | 0 | 0 | 0 | 756.83 | 756.83 | 756.83 | 756.83 | 756.83 | 756.83 | 756.83 | 756.83 | 756.83 | 756.83 | 756.83 | 756.83 | 756.83 | 756.83
Supplemental Resources (MW) |  | 0 | 0 | 455.7 | 505.7 | 1385.7 | 1385.7 | 1385.7 | 1385.7 | 1385.7 | 1385.7 | 1385.7 | 1385.7 | 1385.7 | 1385.7 | 1385.7 | 1385.7 | 1385.7 | 1385.7 | 1385.7
| Decatur BESS | 0 | 0 | 110 | 110 | 110 | 110 | 110 | 110 | 110 | 110 | 110 | 110 | 110 | 110 | 110 | 110 | 110 | 110 | 110
| Dougherty BESS | 0 | 0 | 42 | 42 | 42 | 42 | 42 | 42 | 42 | 42 | 42 | 42 | 42 | 42 | 42 | 42 | 42 | 42 | 42
| Wadley BESS | 0 | 0 | 143 | 143 | 143 | 143 | 143 | 143 | 143 | 143 | 143 | 143 | 143 | 143 | 143 | 143 | 143 | 143 | 143
| Washington BESS | 0 | 0 | 82.5 | 82.5 | 82.5 | 82.5 | 82.5 | 82.5 | 82.5 | 82.5 | 82.5 | 82.5 | 82.5 | 82.5 | 82.5 | 82.5 | 82.5 | 82.5 | 82.5
| White Oak BESS | 0 | 0 | 34.2 | 34.2 | 34.2 | 34.2 | 34.2 | 34.2 | 34.2 | 34.2 | 34.2 | 34.2 | 34.2 | 34.2 | 34.2 | 34.2 | 34.2 | 34.2 | 34.2
| White Pine BESS | 0 | 0 | 44 | 44 | 44 | 44 | 44 | 44 | 44 | 44 | 44 | 44 | 44 | 44 | 44 | 44 | 44 | 44 | 44
| MPC PPA Extension | 0 | 0 | 0 | 50 | 0 | 0 | 0 | 0 | 0 | 0 | 0 | 0 | 0 | 0 | 0 | 0 | 0 | 0 | 0
| Tenaska PPA (CT) | 0 | 0 | 0 | 0 | 930 | 930 | 930 | 930 | 930 | 930 | 930 | 930 | 930 | 930 | 930 | 930 | 930 | 930 | 930

## Certification Tables Feb 2025
Figure 3 – Georgia Power Winter Capacity Need with 2028-2031 Supplemental Resources | [7 empty] | Figure 4 – Georgia Power Summer Capacity Need with 2028-2031 Supplemental Resources
Year | Peak Demand | Owned Generating Capacity | Purchased Generating Capacity | Dispatchable DSOs | Total Capacity | Capacity Required to Meet GPC Target | GPC Reserve Margin | Year | Peak Demand | Owned Generating Capacity | Purchased Generating Capacity | Dispatchable DSOs | Total Capacity | Capacity Required to Meet GPC Target | GPC Reserve Margin
| (MW) | (MW) | (MW) | (MW) | (MW) | (MW) | (%) |  | (MW) | (MW) | (MW) | (MW) | (MW) | (MW) | (%)
| (A) | (B) | (B,C) | (B) | (B) | (D) |  |  | (A) | (B) | (B,C) | (B) | (B) | (D)
2024/2025 | 16236.2556 | 14305.8742 | 5913.4508 | 648.692 | 20868.017 | -636.6781 | 28.53% | 2025 | 17716.4494 | 13867.7745 | 7410.4293 | 728.6535 | 22006.8573 | -999.4535 | 24.22%
2025/2026 | 16749.5651 | 15216.4142 | 6011.9208 | 710.3004 | 21938.6354 | -1067.6823 | 30.98% | 2026 | 18479.8744 | 14759.6045 | 7522.4793 | 803.3922 | 23085.476 | -1172.8355 | 24.92%
2026/2027 | 17807.5922 | 16597.4942 | 6241.9208 | 713.8188 | 23553.2338 | -1363.9162 | 32.27% | 2027 | 19971.2388 | 16080.3395 | 7521.9293 | 807.7141 | 24409.9829 | -728.9468 | 22.23%
2027/2028 | 19500.7874 | 17279.7342 | 7084.6128 | 714.306 | 25078.653 | -676.3875 | 28.6% | 2028 | 21980.988 | 17003.3395 | 8058.7713 | 806.8957 | 25869.0065 | 307.119 | 17.69%
2028/2029 | 21696.1021 | 19987.9322 | 6674.6128 | 716.773 | 27379.318 | -229.9506 | 26.19% | 2029 | 24373.2451 | 18626.1375 | 7653.7713 | 810.1818 | 27090.0906 | 1934.8615 | 11.15%
2029/2030 | 23517.4423 | 22206.4892 | 6659.6128 | 719.1738 | 29585.2759 | -156.7785 | 25.8% | 2030 | 25933.7981 | 22010.5345 | 7662.0743 | 813.942 | 30486.5508 | 396.7905 | 17.56%
2030/2031 | 24769.1908 | 24679.6692 | 6713.8218 | 723.4173 | 32116.9083 | -1122.0384 | 29.66% | 2031 | 27081.131 | 23041.9555 | 8834.9743 | 819.4448 | 32696.3746 | -446.7285 | 20.73%
2031/2032 | 25589.7246 | 24708.9202 | 6763.8218 | 725.3603 | 32198.1023 | -176.4593 | 25.82% | 2032 | 27788.9604 | 23055.4555 | 9134.9743 | 822.5638 | 33012.9936 | 79.5733 | 18.8%
2032/2033 | 26159.6002 | 24718.2202 | 6708.7318 | 728.1545 | 32155.1066 | 579.649 | 22.92% | 2033 | 28288.8507 | 23068.9555 | 9079.2049 | 826.8928 | 32975.0532 | 712.8096 | 16.57%
2033/2034 | 26435.5548 | 24727.5202 | 6705.134 | 731.0293 | 32163.6835 | 916.3871 | 21.67% | 2034 | 28587.9479 | 23082.4555 | 9064.7234 | 831.2738 | 32978.4527 | 1065.5908 | 15.36%
2034/2035 | 26623.3767 | 24257.8442 | 5388.382 | 732.9098 | 30379.136 | 2935.9652 | 14.11% | 2035 | 28778.2841 | 22614.7795 | 7347.6874 | 834.391 | 30796.8579 | 3473.8481 | 7.014%
2035/2036 | 26705.7959 | 20105.8232 | 4806.9178 | 734.2572 | 25646.9983 | 7771.238 | -3.965% | 2036 | 28917.537 | 18583.7585 | 7219.5283 | 838.5783 | 26641.8651 | 7794.6706 | -7.87%
2036/2037 | 26922.8752 | 20105.8232 | 4739.9644 | 739.1069 | 25584.8945 | 8104.9834 | -4.97% | 2037 | 29187.5597 | 18583.7585 | 7061.0108 | 844.8872 | 26489.6565 | 8268.4365 | -9.243%
2037/2038 | 27169.6945 | 20105.8232 | 4390.2163 | 760.6201 | 25256.6596 | 8742.0751 | -7.041% | 2038 | 29385.4415 | 18583.7585 | 6836.7022 | 851.0447 | 26271.5053 | 8722.2359 | -10.6%
2038/2039 | 27547.928 | 19457.3922 | 4390.2157 | 769.078 | 24616.6859 | 9855.3504 | -10.64% | 2039 | 29638.2758 | 17935.3275 | 6836.3902 | 857.3824 | 25629.1 | 9665.7296 | -13.53%
2039/2040 | 27851.3196 | 19457.3922 | 4030.1677 | 777.6641 | 24265.224 | 10586.4608 | -12.88% | 2040 | 29794.6552 | 17935.3275 | 6453.3902 | 871.277 | 25259.9946 | 10221.0599 | -15.22%
2040/2041 | 28221.6274 | 19457.3922 | 3923.1877 | 785.574 | 24166.1539 | 11148.9146 | -14.37% | 2041 | 30150.0981 | 17935.3275 | 6401.3762 | 881.6224 | 25218.3261 | 10686.0087 | -16.36%
2041/2042 | 28605.0197 | 19457.3922 | 3920.4457 | 795.4796 | 24173.3175 | 11621.5081 | -15.49% | 2042 | 30541.7179 | 17935.3275 | 6391.6869 | 892.6135 | 25219.6278 | 11151.0686 | -17.43%
2042/2043 | 29028.1332 | 19457.3922 | 3917.7983 | 806.0003 | 24181.1908 | 12143.0968 | -16.7% | 2043 | 30946.1262 | 17935.3275 | 6386.4234 | 903.723 | 25225.4738 | 11626.8135 | -18.49%
2043/2044 | 29445.7532 | 19457.3922 | 3917.5653 | 815.766 | 24190.7235 | 12656.152 | -17.85% | 2044 | 31418.6062 | 17935.3275 | 6383.5959 | 914.4006 | 25233.3239 | 12181.6176 | -19.69%
Notes | [7 empty] | Notes
(A) Territorial Load requirements less non-dispatchable demand-side options (“DSOs”). | [7 empty] | (A) Territorial Load requirements less non-dispatchable DSOs.
(B) Values stated in effective load carrying capability ("ELCC") terms. ELCCs for All-Source RFP and Supplemental Resources are estimated at the resource level based on projected commercial operation dates. | [7 empty] | (B) Values stated in ELCC terms. ELCCs for All-Source RFP and Supplemental Resources are estimated at the resource level based on projected commercial operation dates.
(C) Includes territorial and imported power purchases. | [7 empty] | (C) Includes territorial and imported power purchases.
(D) Does not consider planning reserve sharing. Reflects GPC's Target Reserve Margin, resulting from a System Target Reserve Margin of 25.50% (2025-2027) and 26% (2028 and beyond). | [7 empty] | (D) Does not consider planning reserve sharing. Reflects GPC's Target Reserve Margin, resulting from a System Target Reserve Margin of 19.50% (2025-2027) and 20% (2028 and beyond).

## Feb 2025 Winter MG0
Georgia Power Load vs. Capacity MG0 (Winter) with February 2025 Load Forecast, 2025 IRP Approvals, CARES 2023 RFP, Winter 2027_2028 BESS RFP, 2029-2031 All-Source RFP, and Supplemental Resources
| Year | 2025 | 2026 | 2027 | 2028 | 2029 | 2030 | 2031 | 2032 | 2033 | 2034 | 2035 | 2036 | 2037 | 2038 | 2039 | 2040 | 2041 | 2042 | 2043 | 2044
| February 2025 Load Forecast Peak Demand (MW), (A) | 16236.2556 | 16749.5651 | 17807.5922 | 19500.7874 | 21696.1021 | 23517.4423 | 24769.1908 | 25589.7246 | 26159.6002 | 26435.5548 | 26623.3767 | 26705.7959 | 26922.8752 | 27169.6945 | 27547.928 | 27851.3196 | 28221.6274 | 28605.0197 | 29028.1332 | 29445.7532
| Owned Generating Capacity (MW), (B) | 14305.8742 | 15164.4142 | 16545.4942 | 16800.7342 | 17272.0322 | 17273.2122 | 17218.2582 | 17193.6622 | 17193.6622 | 17193.6622 | 16723.9862 | 12758.6932 | 12758.6932 | 12758.6932 | 12110.2622 | 12110.2622 | 12110.2622 | 12110.2622 | 12110.2622 | 12110.2622
| Purchased Generating Capacity (MW), (B,C) | 5913.4508 | 6011.9208 | 6241.9208 | 6503.3128 | 5723.3128 | 5758.3128 | 3805.7718 | 3805.7718 | 3750.6818 | 3747.084 | 2430.332 | 1848.8678 | 1781.9144 | 1432.1663 | 1432.1657 | 1072.1177 | 1052.1377 | 1049.3957 | 1046.7483 | 1046.5153
| Dispatchable DSOs (MW), (B) | 648.692 | 652.2801 | 655.7986 | 656.2857 | 658.7528 | 661.1536 | 665.3971 | 667.34 | 670.1343 | 673.0091 | 674.8896 | 676.237 | 681.0866 | 702.5999 | 711.0578 | 719.6438 | 727.5538 | 737.4593 | 747.9801 | 757.7458
| 2025 IRP Approvals, Excluding Extensions (MW), (B,D) | 0 | 110.0202 | 110.0202 | 110.0202 | 339.1202 | 410.7572 | 494.9012 | 598.7482 | 608.0482 | 617.3482 | 617.3482 | 430.6202 | 430.6202 | 430.6202 | 430.6202 | 430.6202 | 430.6202 | 430.6202 | 430.6202 | 430.6202
| CARES 2023 RFP (MW), (B) | 0 | 0 | 0 | 0 | 0 | 0 | 135.75 | 135.75 | 135.75 | 135.75 | 135.75 | 135.75 | 135.75 | 135.75 | 135.75 | 135.75 | 135.75 | 135.75 | 135.75 | 135.75
| Winter 2027_2028 BESS RFP (MW), (B) | 0 | 0 | 0 | 180 | 180 | 180 | 180 | 180 | 180 | 180 | 180 | 180 | 180 | 180 | 180 | 180 | 180 | 180 | 180 | 180
| 2029-2031 All-Source RFP (MW), (B,E) | 0 | 0 | 0 | 0 | 2074.8 | 4220.54 | 7843.53 | 7843.53 | 7843.53 | 7843.53 | 7843.53 | 7843.53 | 7843.53 | 7843.53 | 7843.53 | 7843.53 | 7756.53 | 7756.53 | 7756.53 | 7756.53
| Supplemental Resources (MW), (B,E) | 0 | 0 | 0 | 828.3 | 878.3 | 828.3 | 1773.3 | 1773.3 | 1773.3 | 1773.3 | 1773.3 | 1773.3 | 1773.3 | 1773.3 | 1773.3 | 1773.3 | 1773.3 | 1773.3 | 1773.3 | 1773.3
| Incremental Yates CT Capacity from FT Flexibility (MW) | 0 | 0 | 0 | 0 | 253 | 253 | 0 | 0 | 0 | 0 | 0 | 0 | 0 | 0 | 0 | 0 | 0 | 0 | 0 | 0
| Owned Generating Capacity after 2025 IRP Approvals, RFPs, & Supplementals (MW), (B) | 14305.8742 | 15216.4142 | 16597.4942 | 17279.7342 | 19987.9322 | 22206.4892 | 24679.6692 | 24708.9202 | 24718.2202 | 24727.5202 | 24257.8442 | 20105.8232 | 20105.8232 | 20105.8232 | 19457.3922 | 19457.3922 | 19457.3922 | 19457.3922 | 19457.3922 | 19457.3922
| Purchased Generating Capacity after 2025 IRP Approvals, RFPs, & Supplementals (MW), (B,C) | 5913.4508 | 6011.9208 | 6241.9208 | 7084.6128 | 6674.6128 | 6659.6128 | 6713.8218 | 6763.8218 | 6708.7318 | 6705.134 | 5388.382 | 4806.9178 | 4739.9644 | 4390.2163 | 4390.2157 | 4030.1677 | 3923.1877 | 3920.4457 | 3917.7983 | 3917.5653
| Dispatchable DSOs after 2025 IRP Approvals, RFPs, & Supplementals (MW), (B) | 648.692 | 710.3004 | 713.8188 | 714.306 | 716.773 | 719.1738 | 723.4173 | 725.3603 | 728.1545 | 731.0293 | 732.9098 | 734.2572 | 739.1069 | 760.6201 | 769.078 | 777.6641 | 785.574 | 795.4796 | 806.0003 | 815.766
| Total Capacity (MW), (B) | 20868.017 | 21938.6354 | 23553.2338 | 25078.653 | 27379.318 | 29585.2759 | 32116.9083 | 32198.1023 | 32155.1066 | 32163.6835 | 30379.136 | 25646.9983 | 25584.8945 | 25256.6596 | 24616.6859 | 24265.224 | 24166.1539 | 24173.3175 | 24181.1908 | 24190.7235
| Capacity Required to Meet GPC Target (MW), (F) | -636.6781 | -1067.6823 | -1363.9162 | -676.3875 | -229.9506 | -156.7785 | -1122.0384 | -176.4593 | 579.649 | 916.3871 | 2935.9652 | 7771.238 | 8104.9834 | 8742.0751 | 9855.3504 | 10586.4608 | 11148.9146 | 11621.5081 | 12143.0968 | 12656.152
| GPC Reserve Margin (%) | 28.53% | 30.98% | 32.27% | 28.6% | 26.19% | 25.8% | 29.66% | 25.82% | 22.92% | 21.67% | 14.11% | -3.965% | -4.97% | -7.041% | -10.64% | -12.88% | -14.37% | -15.49% | -16.7% | -17.85%
|  | Notes | (A) Territorial Load requirements less non-dispatchable DSOs.
(B) Values stated in effective load carrying capability ("ELCC") terms.
(C) Includes territorial and imported power purchases.
(D) Excludes requests to extend Plant Scherer Unit 3 and Plant Gaston Units 1-4 and A beyond 12/31/2028. These extensions are already included in Owned Generating Capacity.
(E) ELCCs are estimated at the resource level based on projected commercial operation dates.
(F) Does not consider planning reserve sharing. Reflects GPC's Target Reserve Margin, resulting from a System Target Reserve Margin of 25.50% (2025-2027) and 26% (2028 and beyond).
Existing Capability
|  | 2025 | 2026 | 2027 | 2028 | 2029 | 2030 | 2031 | 2032 | 2033 | 2034 | 2035 | 2036 | 2037 | 2038 | 2039 | 2040 | 2041 | 2042 | 2043 | 2044
Owned Generating Capacity (MW) |  | 14305.8742 | 15164.4142 | 16545.4942 | 16800.7342 | 17272.0322 | 17273.2122 | 17218.2582 | 17193.6622 | 17193.6622 | 17193.6622 | 16723.9862 | 12758.6932 | 12758.6932 | 12758.6932 | 12110.2622 | 12110.2622 | 12110.2622 | 12110.2622 | 12110.2622 | 12110.2622
Nuclear |  | 3049.3786 | 3049.3786 | 3049.3786 | 3049.3786 | 3049.3786 | 3049.3786 | 3049.3786 | 3049.3786 | 3049.3786 | 3049.3786 | 3049.3786 | 3049.3786 | 3049.3786 | 3049.3786 | 3049.3786 | 3049.3786 | 3049.3786 | 3049.3786 | 3049.3786 | 3049.3786
| HATCH 1 | 451.401 | 451.401 | 451.401 | 451.401 | 451.401 | 451.401 | 451.401 | 451.401 | 451.401 | 451.401 | 451.401 | 451.401 | 451.401 | 451.401 | 451.401 | 451.401 | 451.401 | 451.401 | 451.401 | 451.401
| HATCH 2 | 454.407 | 454.407 | 454.407 | 454.407 | 454.407 | 454.407 | 454.407 | 454.407 | 454.407 | 454.407 | 454.407 | 454.407 | 454.407 | 454.407 | 454.407 | 454.407 | 454.407 | 454.407 | 454.407 | 454.407
| VOGTLE 1 | 559.6771 | 559.6771 | 559.6771 | 559.6771 | 559.6771 | 559.6771 | 559.6771 | 559.6771 | 559.6771 | 559.6771 | 559.6771 | 559.6771 | 559.6771 | 559.6771 | 559.6771 | 559.6771 | 559.6771 | 559.6771 | 559.6771 | 559.6771
| VOGTLE 2 | 562.9555 | 562.9555 | 562.9555 | 562.9555 | 562.9555 | 562.9555 | 562.9555 | 562.9555 | 562.9555 | 562.9555 | 562.9555 | 562.9555 | 562.9555 | 562.9555 | 562.9555 | 562.9555 | 562.9555 | 562.9555 | 562.9555 | 562.9555
| VOGTLE 3 | 510.469 | 510.469 | 510.469 | 510.469 | 510.469 | 510.469 | 510.469 | 510.469 | 510.469 | 510.469 | 510.469 | 510.469 | 510.469 | 510.469 | 510.469 | 510.469 | 510.469 | 510.469 | 510.469 | 510.469
| VOGTLE 4 | 510.469 | 510.469 | 510.469 | 510.469 | 510.469 | 510.469 | 510.469 | 510.469 | 510.469 | 510.469 | 510.469 | 510.469 | 510.469 | 510.469 | 510.469 | 510.469 | 510.469 | 510.469 | 510.469 | 510.469
Coal |  | 4044.843 | 4044.843 | 4044.843 | 4044.843 | 4044.843 | 4044.843 | 3989.889 | 3965.293 | 3965.293 | 3965.293 | 3965.293 | 0 | 0 | 0 | 0 | 0 | 0 | 0 | 0 | 0
| BOWEN 1 | 740 | 740 | 740 | 740 | 740 | 740 | 740 | 740 | 740 | 740 | 740 | 0 | 0 | 0 | 0 | 0 | 0 | 0 | 0 | 0
| BOWEN 2 | 760 | 760 | 760 | 760 | 760 | 760 | 760 | 760 | 760 | 760 | 760 | 0 | 0 | 0 | 0 | 0 | 0 | 0 | 0 | 0
| BOWEN 3 | 950 | 950 | 950 | 950 | 950 | 950 | 950 | 950 | 950 | 950 | 950 | 0 | 0 | 0 | 0 | 0 | 0 | 0 | 0 | 0
| BOWEN 4 | 910 | 910 | 910 | 910 | 910 | 910 | 910 | 910 | 910 | 910 | 910 | 0 | 0 | 0 | 0 | 0 | 0 | 0 | 0 | 0
| SCHERER 1 | 75.18 | 75.18 | 75.18 | 75.18 | 75.18 | 75.18 | 75.18 | 75.18 | 75.18 | 75.18 | 75.18 | 0 | 0 | 0 | 0 | 0 | 0 | 0 | 0 | 0
| SCHERER 2 | 72.24 | 72.24 | 72.24 | 72.24 | 72.24 | 72.24 | 72.24 | 72.24 | 72.24 | 72.24 | 72.24 | 0 | 0 | 0 | 0 | 0 | 0 | 0 | 0 | 0
| SCHERER 3 | 537.423 | 537.423 | 537.423 | 537.423 | 537.423 | 537.423 | 482.469 | 457.873 | 457.873 | 457.873 | 457.873 | 0 | 0 | 0 | 0 | 0 | 0 | 0 | 0 | 0
| WANSLEY 1 | 0 | 0 | 0 | 0 | 0 | 0 | 0 | 0 | 0 | 0 | 0 | 0 | 0 | 0 | 0 | 0 | 0 | 0 | 0 | 0
| WANSLEY 2 | 0 | 0 | 0 | 0 | 0 | 0 | 0 | 0 | 0 | 0 | 0 | 0 | 0 | 0 | 0 | 0 | 0 | 0 | 0 | 0
Combined Cycle |  | 4168.7 | 4168.7 | 4168.7 | 4168.7 | 4168.7 | 4168.7 | 4168.7 | 4168.7 | 4168.7 | 4168.7 | 4168.7 | 4168.7 | 4168.7 | 4168.7 | 4168.7 | 4168.7 | 4168.7 | 4168.7 | 4168.7 | 4168.7
| MCDONOUGH 4 | 934 | 934 | 934 | 934 | 934 | 934 | 934 | 934 | 934 | 934 | 934 | 934 | 934 | 934 | 934 | 934 | 934 | 934 | 934 | 934
| MCDONOUGH 5 | 928 | 928 | 928 | 928 | 928 | 928 | 928 | 928 | 928 | 928 | 928 | 928 | 928 | 928 | 928 | 928 | 928 | 928 | 928 | 928
| MCDONOUGH 6 | 930 | 930 | 930 | 930 | 930 | 930 | 930 | 930 | 930 | 930 | 930 | 930 | 930 | 930 | 930 | 930 | 930 | 930 | 930 | 930
| MCINTOSH 10 | 691.7 | 691.7 | 691.7 | 691.7 | 691.7 | 691.7 | 691.7 | 691.7 | 691.7 | 691.7 | 691.7 | 691.7 | 691.7 | 691.7 | 691.7 | 691.7 | 691.7 | 691.7 | 691.7 | 691.7
| MCINTOSH 11 | 685 | 685 | 685 | 685 | 685 | 685 | 685 | 685 | 685 | 685 | 685 | 685 | 685 | 685 | 685 | 685 | 685 | 685 | 685 | 685
Oil/Gas Steam |  | 1108.107 | 1108.107 | 1108.107 | 1108.107 | 1108.107 | 1108.107 | 1108.107 | 1108.107 | 1108.107 | 1108.107 | 648.431 | 648.431 | 648.431 | 648.431 | 0 | 0 | 0 | 0 | 0 | 0
| GASTON 1 GAS | 127 | 127 | 127 | 127 | 127 | 127 | 127 | 127 | 127 | 127 | 0 | 0 | 0 | 0 | 0 | 0 | 0 | 0 | 0 | 0
| GASTON 2 GAS | 128 | 128 | 128 | 128 | 128 | 128 | 128 | 128 | 128 | 128 | 0 | 0 | 0 | 0 | 0 | 0 | 0 | 0 | 0 | 0
| GASTON 3 GAS | 102.027 | 102.027 | 102.027 | 102.027 | 102.027 | 102.027 | 102.027 | 102.027 | 102.027 | 102.027 | 0 | 0 | 0 | 0 | 0 | 0 | 0 | 0 | 0 | 0
| GASTON 4 GAS | 102.649 | 102.649 | 102.649 | 102.649 | 102.649 | 102.649 | 102.649 | 102.649 | 102.649 | 102.649 | 0 | 0 | 0 | 0 | 0 | 0 | 0 | 0 | 0 | 0
| YATES 6 GAS | 322.749 | 322.749 | 322.749 | 322.749 | 322.749 | 322.749 | 322.749 | 322.749 | 322.749 | 322.749 | 322.749 | 322.749 | 322.749 | 322.749 | 0 | 0 | 0 | 0 | 0 | 0
| YATES 7 GAS | 325.682 | 325.682 | 325.682 | 325.682 | 325.682 | 325.682 | 325.682 | 325.682 | 325.682 | 325.682 | 325.682 | 325.682 | 325.682 | 325.682 | 0 | 0 | 0 | 0 | 0 | 0
Combustion Turbine |  | 1854.645 | 1854.645 | 2211.265 | 2453.505 | 2924.803 | 2924.803 | 2924.803 | 2924.803 | 2924.803 | 2924.803 | 2914.803 | 2914.803 | 2914.803 | 2914.803 | 2914.803 | 2914.803 | 2914.803 | 2914.803 | 2914.803 | 2914.803
| GASTON A | 9.702 | 9.702 | 9.702 | 9.702 | 10 | 10 | 10 | 10 | 10 | 10 | 0 | 0 | 0 | 0 | 0 | 0 | 0 | 0 | 0 | 0
| MCDONOUGH 3A | 31.434 | 31.434 | 31.434 | 31.434 | 31.434 | 31.434 | 31.434 | 31.434 | 31.434 | 31.434 | 31.434 | 31.434 | 31.434 | 31.434 | 31.434 | 31.434 | 31.434 | 31.434 | 31.434 | 31.434
| MCDONOUGH 3B | 31.434 | 31.434 | 31.434 | 31.434 | 31.434 | 31.434 | 31.434 | 31.434 | 31.434 | 31.434 | 31.434 | 31.434 | 31.434 | 31.434 | 31.434 | 31.434 | 31.434 | 31.434 | 31.434 | 31.434
| MCINTOSH 1A | 94.5 | 94.5 | 94.5 | 94.5 | 94.5 | 94.5 | 94.5 | 94.5 | 94.5 | 94.5 | 94.5 | 94.5 | 94.5 | 94.5 | 94.5 | 94.5 | 94.5 | 94.5 | 94.5 | 94.5
| MCINTOSH 2A | 94.5 | 94.5 | 94.5 | 94.5 | 94.5 | 94.5 | 94.5 | 94.5 | 94.5 | 94.5 | 94.5 | 94.5 | 94.5 | 94.5 | 94.5 | 94.5 | 94.5 | 94.5 | 94.5 | 94.5
| MCINTOSH 3A | 94.5 | 94.5 | 94.5 | 94.5 | 94.5 | 94.5 | 94.5 | 94.5 | 94.5 | 94.5 | 94.5 | 94.5 | 94.5 | 94.5 | 94.5 | 94.5 | 94.5 | 94.5 | 94.5 | 94.5
| MCINTOSH 4A | 94.5 | 94.5 | 94.5 | 94.5 | 94.5 | 94.5 | 94.5 | 94.5 | 94.5 | 94.5 | 94.5 | 94.5 | 94.5 | 94.5 | 94.5 | 94.5 | 94.5 | 94.5 | 94.5 | 94.5
| MCINTOSH 5A | 94.5 | 94.5 | 94.5 | 94.5 | 94.5 | 94.5 | 94.5 | 94.5 | 94.5 | 94.5 | 94.5 | 94.5 | 94.5 | 94.5 | 94.5 | 94.5 | 94.5 | 94.5 | 94.5 | 94.5
| MCINTOSH 6A | 94.5 | 94.5 | 94.5 | 94.5 | 94.5 | 94.5 | 94.5 | 94.5 | 94.5 | 94.5 | 94.5 | 94.5 | 94.5 | 94.5 | 94.5 | 94.5 | 94.5 | 94.5 | 94.5 | 94.5
| MCINTOSH 7A | 94.5 | 94.5 | 94.5 | 94.5 | 94.5 | 94.5 | 94.5 | 94.5 | 94.5 | 94.5 | 94.5 | 94.5 | 94.5 | 94.5 | 94.5 | 94.5 | 94.5 | 94.5 | 94.5 | 94.5
| MCINTOSH 8A | 94.5 | 94.5 | 94.5 | 94.5 | 94.5 | 94.5 | 94.5 | 94.5 | 94.5 | 94.5 | 94.5 | 94.5 | 94.5 | 94.5 | 94.5 | 94.5 | 94.5 | 94.5 | 94.5 | 94.5
| MCMANUS 3A | 55.428 | 55.428 | 55.428 | 55.428 | 55.428 | 55.428 | 55.428 | 55.428 | 55.428 | 55.428 | 55.428 | 55.428 | 55.428 | 55.428 | 55.428 | 55.428 | 55.428 | 55.428 | 55.428 | 55.428
| MCMANUS 3B | 55.428 | 55.428 | 55.428 | 55.428 | 55.428 | 55.428 | 55.428 | 55.428 | 55.428 | 55.428 | 55.428 | 55.428 | 55.428 | 55.428 | 55.428 | 55.428 | 55.428 | 55.428 | 55.428 | 55.428
| MCMANUS 3C | 55.428 | 55.428 | 55.428 | 55.428 | 55.428 | 55.428 | 55.428 | 55.428 | 55.428 | 55.428 | 55.428 | 55.428 | 55.428 | 55.428 | 55.428 | 55.428 | 55.428 | 55.428 | 55.428 | 55.428
| MCMANUS 4A | 55.391 | 55.391 | 55.391 | 55.391 | 55.391 | 55.391 | 55.391 | 55.391 | 55.391 | 55.391 | 55.391 | 55.391 | 55.391 | 55.391 | 55.391 | 55.391 | 55.391 | 55.391 | 55.391 | 55.391
| MCMANUS 4B | 55.391 | 55.391 | 55.391 | 55.391 | 55.391 | 55.391 | 55.391 | 55.391 | 55.391 | 55.391 | 55.391 | 55.391 | 55.391 | 55.391 | 55.391 | 55.391 | 55.391 | 55.391 | 55.391 | 55.391
| MCMANUS 4C | 55.391 | 55.391 | 55.391 | 55.391 | 55.391 | 55.391 | 55.391 | 55.391 | 55.391 | 55.391 | 55.391 | 55.391 | 55.391 | 55.391 | 55.391 | 55.391 | 55.391 | 55.391 | 55.391 | 55.391
| MCMANUS 4D | 55.391 | 55.391 | 55.391 | 55.391 | 55.391 | 55.391 | 55.391 | 55.391 | 55.391 | 55.391 | 55.391 | 55.391 | 55.391 | 55.391 | 55.391 | 55.391 | 55.391 | 55.391 | 55.391 | 55.391
| MCMANUS 4E | 55.391 | 55.391 | 55.391 | 55.391 | 55.391 | 55.391 | 55.391 | 55.391 | 55.391 | 55.391 | 55.391 | 55.391 | 55.391 | 55.391 | 55.391 | 55.391 | 55.391 | 55.391 | 55.391 | 55.391
| MCMANUS 4F | 55.391 | 55.391 | 55.391 | 55.391 | 55.391 | 55.391 | 55.391 | 55.391 | 55.391 | 55.391 | 55.391 | 55.391 | 55.391 | 55.391 | 55.391 | 55.391 | 55.391 | 55.391 | 55.391 | 55.391
| MCMANUS DIESEL | 0 | 0 | 0 | 0 | 0 | 0 | 0 | 0 | 0 | 0 | 0 | 0 | 0 | 0 | 0 | 0 | 0 | 0 | 0 | 0
| WANSLEY 5A | 0 | 0 | 0 | 0 | 0 | 0 | 0 | 0 | 0 | 0 | 0 | 0 | 0 | 0 | 0 | 0 | 0 | 0 | 0 | 0
| WARNER ROBINS 1 | 93 | 93 | 93 | 93 | 93 | 93 | 93 | 93 | 93 | 93 | 93 | 93 | 93 | 93 | 93 | 93 | 93 | 93 | 93 | 93
| WARNER ROBINS 2 | 93 | 93 | 93 | 93 | 93 | 93 | 93 | 93 | 93 | 93 | 93 | 93 | 93 | 93 | 93 | 93 | 93 | 93 | 93 | 93
| WILSON 1A | 65.533 | 65.533 | 65.533 | 65.533 | 65.533 | 65.533 | 65.533 | 65.533 | 65.533 | 65.533 | 65.533 | 65.533 | 65.533 | 65.533 | 65.533 | 65.533 | 65.533 | 65.533 | 65.533 | 65.533
| WILSON 1B | 64.996 | 64.996 | 64.996 | 64.996 | 64.996 | 64.996 | 64.996 | 64.996 | 64.996 | 64.996 | 64.996 | 64.996 | 64.996 | 64.996 | 64.996 | 64.996 | 64.996 | 64.996 | 64.996 | 64.996
| WILSON 1C | 53.247 | 53.247 | 53.247 | 53.247 | 53.247 | 53.247 | 53.247 | 53.247 | 53.247 | 53.247 | 53.247 | 53.247 | 53.247 | 53.247 | 53.247 | 53.247 | 53.247 | 53.247 | 53.247 | 53.247
| WILSON 1D | 39.533 | 39.533 | 39.533 | 39.533 | 39.533 | 39.533 | 39.533 | 39.533 | 39.533 | 39.533 | 39.533 | 39.533 | 39.533 | 39.533 | 39.533 | 39.533 | 39.533 | 39.533 | 39.533 | 39.533
| WILSON 1E | 59.068 | 59.068 | 59.068 | 59.068 | 59.068 | 59.068 | 59.068 | 59.068 | 59.068 | 59.068 | 59.068 | 59.068 | 59.068 | 59.068 | 59.068 | 59.068 | 59.068 | 59.068 | 59.068 | 59.068
| WILSON 1F | 59.068 | 59.068 | 59.068 | 59.068 | 59.068 | 59.068 | 59.068 | 59.068 | 59.068 | 59.068 | 59.068 | 59.068 | 59.068 | 59.068 | 59.068 | 59.068 | 59.068 | 59.068 | 59.068 | 59.068
| WILSON DIESEL | 0 | 0 | 0 | 0 | 0 | 0 | 0 | 0 | 0 | 0 | 0 | 0 | 0 | 0 | 0 | 0 | 0 | 0 | 0 | 0
| YATES 10 | 0 | 0 | 0 | 199.62 | 356.62 | 356.62 | 356.62 | 356.62 | 356.62 | 356.62 | 356.62 | 356.62 | 356.62 | 356.62 | 356.62 | 356.62 | 356.62 | 356.62 | 356.62 | 356.62
| YATES 8 | 0 | 0 | 356.62 | 199.62 | 356.62 | 356.62 | 356.62 | 356.62 | 356.62 | 356.62 | 356.62 | 356.62 | 356.62 | 356.62 | 356.62 | 356.62 | 356.62 | 356.62 | 356.62 | 356.62
| YATES 9 | 0 | 0 | 0 | 199.62 | 356.62 | 356.62 | 356.62 | 356.62 | 356.62 | 356.62 | 356.62 | 356.62 | 356.62 | 356.62 | 356.62 | 356.62 | 356.62 | 356.62 | 356.62 | 356.62
Pump Storage |  | 403.3419 | 403.3419 | 403.3419 | 403.3419 | 403.3419 | 403.3419 | 403.3419 | 403.3419 | 403.3419 | 403.3419 | 403.3419 | 403.3419 | 403.3419 | 403.3419 | 403.3419 | 403.3419 | 403.3419 | 403.3419 | 403.3419 | 403.3419
| ROCKY MTN 1 PS | 63.3806 | 63.3806 | 63.3806 | 63.3806 | 63.3806 | 63.3806 | 63.3806 | 63.3806 | 63.3806 | 63.3806 | 63.3806 | 63.3806 | 63.3806 | 63.3806 | 63.3806 | 63.3806 | 63.3806 | 63.3806 | 63.3806 | 63.3806
| ROCKY MTN 2 PS | 63.3806 | 63.3806 | 63.3806 | 63.3806 | 63.3806 | 63.3806 | 63.3806 | 63.3806 | 63.3806 | 63.3806 | 63.3806 | 63.3806 | 63.3806 | 63.3806 | 63.3806 | 63.3806 | 63.3806 | 63.3806 | 63.3806 | 63.3806
| ROCKY MTN 3 PS | 63.3806 | 63.3806 | 63.3806 | 63.3806 | 63.3806 | 63.3806 | 63.3806 | 63.3806 | 63.3806 | 63.3806 | 63.3806 | 63.3806 | 63.3806 | 63.3806 | 63.3806 | 63.3806 | 63.3806 | 63.3806 | 63.3806 | 63.3806
| WALLACE DAM 1 PS | 53.3 | 53.3 | 53.3 | 53.3 | 53.3 | 53.3 | 53.3 | 53.3 | 53.3 | 53.3 | 53.3 | 53.3 | 53.3 | 53.3 | 53.3 | 53.3 | 53.3 | 53.3 | 53.3 | 53.3
| WALLACE DAM 2 PS | 53.3 | 53.3 | 53.3 | 53.3 | 53.3 | 53.3 | 53.3 | 53.3 | 53.3 | 53.3 | 53.3 | 53.3 | 53.3 | 53.3 | 53.3 | 53.3 | 53.3 | 53.3 | 53.3 | 53.3
| WALLACE DAM 5 PS | 53.3 | 53.3 | 53.3 | 53.3 | 53.3 | 53.3 | 53.3 | 53.3 | 53.3 | 53.3 | 53.3 | 53.3 | 53.3 | 53.3 | 53.3 | 53.3 | 53.3 | 53.3 | 53.3 | 53.3
| WALLACE DAM 6 PS | 53.3 | 53.3 | 53.3 | 53.3 | 53.3 | 53.3 | 53.3 | 53.3 | 53.3 | 53.3 | 53.3 | 53.3 | 53.3 | 53.3 | 53.3 | 53.3 | 53.3 | 53.3 | 53.3 | 53.3
Hydro |  | 677.9 | 691 | 696.82 | 696.82 | 696.82 | 696.82 | 696.82 | 696.82 | 696.82 | 696.82 | 696.82 | 696.82 | 696.82 | 696.82 | 696.82 | 696.82 | 696.82 | 696.82 | 696.82 | 696.82
| BARTLETT'S FERRY 1 HY | 16.74 | 16.74 | 16.74 | 16.74 | 16.74 | 16.74 | 16.74 | 16.74 | 16.74 | 16.74 | 16.74 | 16.74 | 16.74 | 16.74 | 16.74 | 16.74 | 16.74 | 16.74 | 16.74 | 16.74
| BARTLETT'S FERRY 2 HY | 16.74 | 16.74 | 16.74 | 16.74 | 16.74 | 16.74 | 16.74 | 16.74 | 16.74 | 16.74 | 16.74 | 16.74 | 16.74 | 16.74 | 16.74 | 16.74 | 16.74 | 16.74 | 16.74 | 16.74
| BARTLETT'S FERRY 3 HY | 16.74 | 16.74 | 16.74 | 16.74 | 16.74 | 16.74 | 16.74 | 16.74 | 16.74 | 16.74 | 16.74 | 16.74 | 16.74 | 16.74 | 16.74 | 16.74 | 16.74 | 16.74 | 16.74 | 16.74
| BARTLETT'S FERRY 4 HY | 22.31 | 22.31 | 22.31 | 22.31 | 22.31 | 22.31 | 22.31 | 22.31 | 22.31 | 22.31 | 22.31 | 22.31 | 22.31 | 22.31 | 22.31 | 22.31 | 22.31 | 22.31 | 22.31 | 22.31
| BARTLETT'S FERRY 5 HY | 60.29 | 60.29 | 60.29 | 60.29 | 60.29 | 60.29 | 60.29 | 60.29 | 60.29 | 60.29 | 60.29 | 60.29 | 60.29 | 60.29 | 60.29 | 60.29 | 60.29 | 60.29 | 60.29 | 60.29
| BARTLETT'S FERRY 6 HY | 60.29 | 60.29 | 60.29 | 60.29 | 60.29 | 60.29 | 60.29 | 60.29 | 60.29 | 60.29 | 60.29 | 60.29 | 60.29 | 60.29 | 60.29 | 60.29 | 60.29 | 60.29 | 60.29 | 60.29
| BURTON 1 HY | 4.35 | 4.35 | 4.35 | 4.35 | 4.35 | 4.35 | 4.35 | 4.35 | 4.35 | 4.35 | 4.35 | 4.35 | 4.35 | 4.35 | 4.35 | 4.35 | 4.35 | 4.35 | 4.35 | 4.35
| BURTON 2 HY | 4.35 | 4.35 | 4.35 | 4.35 | 4.35 | 4.35 | 4.35 | 4.35 | 4.35 | 4.35 | 4.35 | 4.35 | 4.35 | 4.35 | 4.35 | 4.35 | 4.35 | 4.35 | 4.35 | 4.35
| ESTATOAH 1 HY | 0 | 0 | 0 | 0 | 0 | 0 | 0 | 0 | 0 | 0 | 0 | 0 | 0 | 0 | 0 | 0 | 0 | 0 | 0 | 0
| FLINT RIVER 1 HY | 1.9 | 1.9 | 1.9 | 1.9 | 1.9 | 1.9 | 1.9 | 1.9 | 1.9 | 1.9 | 1.9 | 1.9 | 1.9 | 1.9 | 1.9 | 1.9 | 1.9 | 1.9 | 1.9 | 1.9
| FLINT RIVER 2 HY | 1.9 | 1.9 | 1.9 | 1.9 | 1.9 | 1.9 | 1.9 | 1.9 | 1.9 | 1.9 | 1.9 | 1.9 | 1.9 | 1.9 | 1.9 | 1.9 | 1.9 | 1.9 | 1.9 | 1.9
| FLINT RIVER 3 HY | 1.9 | 1.9 | 1.9 | 1.9 | 1.9 | 1.9 | 1.9 | 1.9 | 1.9 | 1.9 | 1.9 | 1.9 | 1.9 | 1.9 | 1.9 | 1.9 | 1.9 | 1.9 | 1.9 | 1.9
| GOAT ROCK 3 HY | 5.12 | 5.12 | 5.12 | 5.12 | 5.12 | 5.12 | 5.12 | 5.12 | 5.12 | 5.12 | 5.12 | 5.12 | 5.12 | 5.12 | 5.12 | 5.12 | 5.12 | 5.12 | 5.12 | 5.12
| GOAT ROCK 4 HY | 0 | 0 | 0 | 0 | 0 | 0 | 0 | 0 | 0 | 0 | 0 | 0 | 0 | 0 | 0 | 0 | 0 | 0 | 0 | 0
| GOAT ROCK 5 HY | 0 | 0 | 0 | 0 | 0 | 0 | 0 | 0 | 0 | 0 | 0 | 0 | 0 | 0 | 0 | 0 | 0 | 0 | 0 | 0
| GOAT ROCK 6 HY | 5.12 | 5.12 | 5.12 | 5.12 | 5.12 | 5.12 | 5.12 | 5.12 | 5.12 | 5.12 | 5.12 | 5.12 | 5.12 | 5.12 | 5.12 | 5.12 | 5.12 | 5.12 | 5.12 | 5.12
| GOAT ROCK 7 HY | 9.52 | 9.52 | 9.52 | 9.52 | 9.52 | 9.52 | 9.52 | 9.52 | 9.52 | 9.52 | 9.52 | 9.52 | 9.52 | 9.52 | 9.52 | 9.52 | 9.52 | 9.52 | 9.52 | 9.52
| GOAT ROCK 8 HY | 9.52 | 9.52 | 9.52 | 9.52 | 9.52 | 9.52 | 9.52 | 9.52 | 9.52 | 9.52 | 9.52 | 9.52 | 9.52 | 9.52 | 9.52 | 9.52 | 9.52 | 9.52 | 9.52 | 9.52
| LANGDALE 5 HY | 0 | 0 | 0 | 0 | 0 | 0 | 0 | 0 | 0 | 0 | 0 | 0 | 0 | 0 | 0 | 0 | 0 | 0 | 0 | 0
| LANGDALE 6 HY | 0 | 0 | 0 | 0 | 0 | 0 | 0 | 0 | 0 | 0 | 0 | 0 | 0 | 0 | 0 | 0 | 0 | 0 | 0 | 0
| LLOYD SHOALS 1 HY | 3.75 | 3.75 | 3.75 | 3.75 | 3.75 | 3.75 | 3.75 | 3.75 | 3.75 | 3.75 | 3.75 | 3.75 | 3.75 | 3.75 | 3.75 | 3.75 | 3.75 | 3.75 | 3.75 | 3.75
| LLOYD SHOALS 2 HY | 3.75 | 3.75 | 3.75 | 3.75 | 3.75 | 3.75 | 3.75 | 3.75 | 3.75 | 3.75 | 3.75 | 3.75 | 3.75 | 3.75 | 3.75 | 3.75 | 3.75 | 3.75 | 3.75 | 3.75
| LLOYD SHOALS 3 HY | 3.75 | 3.75 | 3.75 | 3.75 | 3.75 | 3.75 | 3.75 | 3.75 | 3.75 | 3.75 | 3.75 | 3.75 | 3.75 | 3.75 | 3.75 | 3.75 | 3.75 | 3.75 | 3.75 | 3.75
| LLOYD SHOALS 4 HY | 3.75 | 3.75 | 3.75 | 3.75 | 3.75 | 3.75 | 3.75 | 3.75 | 3.75 | 3.75 | 3.75 | 3.75 | 3.75 | 3.75 | 3.75 | 3.75 | 3.75 | 3.75 | 3.75 | 3.75
| LLOYD SHOALS 5 HY | 3.75 | 3.75 | 3.75 | 3.75 | 3.75 | 3.75 | 3.75 | 3.75 | 3.75 | 3.75 | 3.75 | 3.75 | 3.75 | 3.75 | 3.75 | 3.75 | 3.75 | 3.75 | 3.75 | 3.75
| LLOYD SHOALS 6 HY | 3.75 | 3.75 | 3.75 | 3.75 | 3.75 | 3.75 | 3.75 | 3.75 | 3.75 | 3.75 | 3.75 | 3.75 | 3.75 | 3.75 | 3.75 | 3.75 | 3.75 | 3.75 | 3.75 | 3.75
| MORGAN FALLS 1 HY | 1.67 | 1.67 | 1.67 | 1.67 | 1.67 | 1.67 | 1.67 | 1.67 | 1.67 | 1.67 | 1.67 | 1.67 | 1.67 | 1.67 | 1.67 | 1.67 | 1.67 | 1.67 | 1.67 | 1.67
| MORGAN FALLS 2 HY | 1.67 | 1.67 | 1.67 | 1.67 | 1.67 | 1.67 | 1.67 | 1.67 | 1.67 | 1.67 | 1.67 | 1.67 | 1.67 | 1.67 | 1.67 | 1.67 | 1.67 | 1.67 | 1.67 | 1.67
| MORGAN FALLS 3 HY | 0 | 0 | 0 | 0 | 0 | 0 | 0 | 0 | 0 | 0 | 0 | 0 | 0 | 0 | 0 | 0 | 0 | 0 | 0 | 0
| MORGAN FALLS 4 HY | 0 | 0 | 0 | 0 | 0 | 0 | 0 | 0 | 0 | 0 | 0 | 0 | 0 | 0 | 0 | 0 | 0 | 0 | 0 | 0
| MORGAN FALLS 5 HY | 1.67 | 1.67 | 1.67 | 1.67 | 1.67 | 1.67 | 1.67 | 1.67 | 1.67 | 1.67 | 1.67 | 1.67 | 1.67 | 1.67 | 1.67 | 1.67 | 1.67 | 1.67 | 1.67 | 1.67
| MORGAN FALLS 6 HY | 1.67 | 1.67 | 1.67 | 1.67 | 1.67 | 1.67 | 1.67 | 1.67 | 1.67 | 1.67 | 1.67 | 1.67 | 1.67 | 1.67 | 1.67 | 1.67 | 1.67 | 1.67 | 1.67 | 1.67
| MORGAN FALLS 7 HY | 1.67 | 1.67 | 1.67 | 1.67 | 1.67 | 1.67 | 1.67 | 1.67 | 1.67 | 1.67 | 1.67 | 1.67 | 1.67 | 1.67 | 1.67 | 1.67 | 1.67 | 1.67 | 1.67 | 1.67
| NACOOCHEE 1 HY | 3 | 3 | 3 | 3 | 3 | 3 | 3 | 3 | 3 | 3 | 3 | 3 | 3 | 3 | 3 | 3 | 3 | 3 | 3 | 3
| NACOOCHEE 2 HY | 3 | 3 | 3 | 3 | 3 | 3 | 3 | 3 | 3 | 3 | 3 | 3 | 3 | 3 | 3 | 3 | 3 | 3 | 3 | 3
| NORTH HIGHLANDS 1 HY | 10.82 | 10.82 | 10.82 | 10.82 | 10.82 | 10.82 | 10.82 | 10.82 | 10.82 | 10.82 | 10.82 | 10.82 | 10.82 | 10.82 | 10.82 | 10.82 | 10.82 | 10.82 | 10.82 | 10.82
| NORTH HIGHLANDS 2 HY | 10.82 | 10.82 | 10.82 | 10.82 | 10.82 | 10.82 | 10.82 | 10.82 | 10.82 | 10.82 | 10.82 | 10.82 | 10.82 | 10.82 | 10.82 | 10.82 | 10.82 | 10.82 | 10.82 | 10.82
| NORTH HIGHLANDS 3 HY | 10.82 | 10.82 | 10.82 | 10.82 | 10.82 | 10.82 | 10.82 | 10.82 | 10.82 | 10.82 | 10.82 | 10.82 | 10.82 | 10.82 | 10.82 | 10.82 | 10.82 | 10.82 | 10.82 | 10.82
| NORTH HIGHLANDS 4 HY | 2.35 | 2.35 | 2.35 | 2.35 | 2.35 | 2.35 | 2.35 | 2.35 | 2.35 | 2.35 | 2.35 | 2.35 | 2.35 | 2.35 | 2.35 | 2.35 | 2.35 | 2.35 | 2.35 | 2.35
| OLIVER 1 HY | 17.46 | 17.46 | 17.46 | 17.46 | 17.46 | 17.46 | 17.46 | 17.46 | 17.46 | 17.46 | 17.46 | 17.46 | 17.46 | 17.46 | 17.46 | 17.46 | 17.46 | 17.46 | 17.46 | 17.46
| OLIVER 2 HY | 17.46 | 17.46 | 17.46 | 17.46 | 17.46 | 17.46 | 17.46 | 17.46 | 17.46 | 17.46 | 17.46 | 17.46 | 17.46 | 17.46 | 17.46 | 17.46 | 17.46 | 17.46 | 17.46 | 17.46
| OLIVER 3 HY | 17.46 | 17.46 | 17.46 | 17.46 | 17.46 | 17.46 | 17.46 | 17.46 | 17.46 | 17.46 | 17.46 | 17.46 | 17.46 | 17.46 | 17.46 | 17.46 | 17.46 | 17.46 | 17.46 | 17.46
| OLIVER 4 HY | 0 | 0 | 5.82 | 5.82 | 5.82 | 5.82 | 5.82 | 5.82 | 5.82 | 5.82 | 5.82 | 5.82 | 5.82 | 5.82 | 5.82 | 5.82 | 5.82 | 5.82 | 5.82 | 5.82
| RIVERVIEW 1 HY | 0 | 0 | 0 | 0 | 0 | 0 | 0 | 0 | 0 | 0 | 0 | 0 | 0 | 0 | 0 | 0 | 0 | 0 | 0 | 0
| RIVERVIEW 2 HY | 0 | 0 | 0 | 0 | 0 | 0 | 0 | 0 | 0 | 0 | 0 | 0 | 0 | 0 | 0 | 0 | 0 | 0 | 0 | 0
| SINCLAIR 1 HY | 21.95 | 21.95 | 21.95 | 21.95 | 21.95 | 21.95 | 21.95 | 21.95 | 21.95 | 21.95 | 21.95 | 21.95 | 21.95 | 21.95 | 21.95 | 21.95 | 21.95 | 21.95 | 21.95 | 21.95
| SINCLAIR 2 HY | 21.95 | 21.95 | 21.95 | 21.95 | 21.95 | 21.95 | 21.95 | 21.95 | 21.95 | 21.95 | 21.95 | 21.95 | 21.95 | 21.95 | 21.95 | 21.95 | 21.95 | 21.95 | 21.95 | 21.95
| TALLULAH 1 HY | 12.15 | 12.15 | 12.15 | 12.15 | 12.15 | 12.15 | 12.15 | 12.15 | 12.15 | 12.15 | 12.15 | 12.15 | 12.15 | 12.15 | 12.15 | 12.15 | 12.15 | 12.15 | 12.15 | 12.15
| TALLULAH 2 HY | 12.15 | 12.15 | 12.15 | 12.15 | 12.15 | 12.15 | 12.15 | 12.15 | 12.15 | 12.15 | 12.15 | 12.15 | 12.15 | 12.15 | 12.15 | 12.15 | 12.15 | 12.15 | 12.15 | 12.15
| TALLULAH 3 HY | 12.15 | 12.15 | 12.15 | 12.15 | 12.15 | 12.15 | 12.15 | 12.15 | 12.15 | 12.15 | 12.15 | 12.15 | 12.15 | 12.15 | 12.15 | 12.15 | 12.15 | 12.15 | 12.15 | 12.15
| TALLULAH 4 HY | 12.15 | 12.15 | 12.15 | 12.15 | 12.15 | 12.15 | 12.15 | 12.15 | 12.15 | 12.15 | 12.15 | 12.15 | 12.15 | 12.15 | 12.15 | 12.15 | 12.15 | 12.15 | 12.15 | 12.15
| TALLULAH 5 HY | 12.15 | 12.15 | 12.15 | 12.15 | 12.15 | 12.15 | 12.15 | 12.15 | 12.15 | 12.15 | 12.15 | 12.15 | 12.15 | 12.15 | 12.15 | 12.15 | 12.15 | 12.15 | 12.15 | 12.15
| TALLULAH 6 HY | 12.15 | 12.15 | 12.15 | 12.15 | 12.15 | 12.15 | 12.15 | 12.15 | 12.15 | 12.15 | 12.15 | 12.15 | 12.15 | 12.15 | 12.15 | 12.15 | 12.15 | 12.15 | 12.15 | 12.15
| TERRORA 1 HY | 8.75 | 8.75 | 8.75 | 8.75 | 8.75 | 8.75 | 8.75 | 8.75 | 8.75 | 8.75 | 8.75 | 8.75 | 8.75 | 8.75 | 8.75 | 8.75 | 8.75 | 8.75 | 8.75 | 8.75
| TERRORA 2 HY | 8.75 | 8.75 | 8.75 | 8.75 | 8.75 | 8.75 | 8.75 | 8.75 | 8.75 | 8.75 | 8.75 | 8.75 | 8.75 | 8.75 | 8.75 | 8.75 | 8.75 | 8.75 | 8.75 | 8.75
| TUGALO 1 HY | 13.1 | 13.1 | 13.1 | 13.1 | 13.1 | 13.1 | 13.1 | 13.1 | 13.1 | 13.1 | 13.1 | 13.1 | 13.1 | 13.1 | 13.1 | 13.1 | 13.1 | 13.1 | 13.1 | 13.1
| TUGALO 2 HY | 13.1 | 13.1 | 13.1 | 13.1 | 13.1 | 13.1 | 13.1 | 13.1 | 13.1 | 13.1 | 13.1 | 13.1 | 13.1 | 13.1 | 13.1 | 13.1 | 13.1 | 13.1 | 13.1 | 13.1
| TUGALO 3 HY | 13.1 | 13.1 | 13.1 | 13.1 | 13.1 | 13.1 | 13.1 | 13.1 | 13.1 | 13.1 | 13.1 | 13.1 | 13.1 | 13.1 | 13.1 | 13.1 | 13.1 | 13.1 | 13.1 | 13.1
| TUGALO 4 HY | 0 | 13.1 | 13.1 | 13.1 | 13.1 | 13.1 | 13.1 | 13.1 | 13.1 | 13.1 | 13.1 | 13.1 | 13.1 | 13.1 | 13.1 | 13.1 | 13.1 | 13.1 | 13.1 | 13.1
| WALLACE DAM 3 HY | 57.44 | 57.44 | 57.44 | 57.44 | 57.44 | 57.44 | 57.44 | 57.44 | 57.44 | 57.44 | 57.44 | 57.44 | 57.44 | 57.44 | 57.44 | 57.44 | 57.44 | 57.44 | 57.44 | 57.44
| WALLACE DAM 4 HY | 57.44 | 57.44 | 57.44 | 57.44 | 57.44 | 57.44 | 57.44 | 57.44 | 57.44 | 57.44 | 57.44 | 57.44 | 57.44 | 57.44 | 57.44 | 57.44 | 57.44 | 57.44 | 57.44 | 57.44
| YONAH 1 HY | 9.53 | 9.53 | 9.53 | 9.53 | 9.53 | 9.53 | 9.53 | 9.53 | 9.53 | 9.53 | 9.53 | 9.53 | 9.53 | 9.53 | 9.53 | 9.53 | 9.53 | 9.53 | 9.53 | 9.53
| YONAH 2 HY | 9.53 | 9.53 | 9.53 | 9.53 | 9.53 | 9.53 | 9.53 | 9.53 | 9.53 | 9.53 | 9.53 | 9.53 | 9.53 | 9.53 | 9.53 | 9.53 | 9.53 | 9.53 | 9.53 | 9.53
| YONAH 3 HY | 9.53 | 9.53 | 9.53 | 9.53 | 9.53 | 9.53 | 9.53 | 9.53 | 9.53 | 9.53 | 9.53 | 9.53 | 9.53 | 9.53 | 9.53 | 9.53 | 9.53 | 9.53 | 9.53 | 9.53
Solar |  | 50.7888 | 50.7888 | 50.7888 | 50.7888 | 50.7888 | 51.9688 | 51.9688 | 51.9688 | 51.9688 | 51.9688 | 51.9688 | 51.9688 | 51.9688 | 51.9688 | 51.9688 | 51.9688 | 51.9688 | 51.9688 | 51.9688 | 51.9688
| COMMUNITY SOLAR - COMER | 0.216 | 0.216 | 0.216 | 0.216 | 0.216 | 0.216 | 0.216 | 0.216 | 0.216 | 0.216 | 0.216 | 0.216 | 0.216 | 0.216 | 0.216 | 0.216 | 0.216 | 0.216 | 0.216 | 0.216
| COMMUNITY SOLAR - GUYTON | 0.36 | 0.36 | 0.36 | 0.36 | 0.36 | 0.36 | 0.36 | 0.36 | 0.36 | 0.36 | 0.36 | 0.36 | 0.36 | 0.36 | 0.36 | 0.36 | 0.36 | 0.36 | 0.36 | 0.36
| COMMUNITY SOLAR - WAYNESBORO | 0.24 | 0.24 | 0.24 | 0.24 | 0.24 | 0.24 | 0.24 | 0.24 | 0.24 | 0.24 | 0.24 | 0.24 | 0.24 | 0.24 | 0.24 | 0.24 | 0.24 | 0.24 | 0.24 | 0.24
| FALCONS | 0.102 | 0.102 | 0.102 | 0.102 | 0.102 | 0.102 | 0.102 | 0.102 | 0.102 | 0.102 | 0.102 | 0.102 | 0.102 | 0.102 | 0.102 | 0.102 | 0.102 | 0.102 | 0.102 | 0.102
| FORT BENNING | 6 | 6 | 6 | 6 | 6 | 6 | 6 | 6 | 6 | 6 | 6 | 6 | 6 | 6 | 6 | 6 | 6 | 6 | 6 | 6
| FORT GORDON | 6 | 6 | 6 | 6 | 6 | 6 | 6 | 6 | 6 | 6 | 6 | 6 | 6 | 6 | 6 | 6 | 6 | 6 | 6 | 6
| FORT STEWART SOLAR | 6 | 6 | 6 | 6 | 6 | 6 | 6 | 6 | 6 | 6 | 6 | 6 | 6 | 6 | 6 | 6 | 6 | 6 | 6 | 6
| FORT VALLEY STATE UNIVERSITY | 1.08 | 1.08 | 1.08 | 1.08 | 1.08 | 1.08 | 1.08 | 1.08 | 1.08 | 1.08 | 1.08 | 1.08 | 1.08 | 1.08 | 1.08 | 1.08 | 1.08 | 1.08 | 1.08 | 1.08
| KINGS BAY SOLAR | 6.032 | 6.032 | 6.032 | 6.032 | 6.032 | 6.032 | 6.032 | 6.032 | 6.032 | 6.032 | 6.032 | 6.032 | 6.032 | 6.032 | 6.032 | 6.032 | 6.032 | 6.032 | 6.032 | 6.032
| MCINTOSH CLOSED ASH POND | 0.5 | 0.5 | 0.5 | 0.5 | 0.5 | 0.5 | 0.5 | 0.5 | 0.5 | 0.5 | 0.5 | 0.5 | 0.5 | 0.5 | 0.5 | 0.5 | 0.5 | 0.5 | 0.5 | 0.5
| MCLB | 6.232 | 6.232 | 6.232 | 6.232 | 6.232 | 6.232 | 6.232 | 6.232 | 6.232 | 6.232 | 6.232 | 6.232 | 6.232 | 6.232 | 6.232 | 6.232 | 6.232 | 6.232 | 6.232 | 6.232
| MOODY AFB | 4.95 | 4.95 | 4.95 | 4.95 | 4.95 | 4.95 | 4.95 | 4.95 | 4.95 | 4.95 | 4.95 | 4.95 | 4.95 | 4.95 | 4.95 | 4.95 | 4.95 | 4.95 | 4.95 | 4.95
| RIGHT OF WAY SOLAR | 0.08 | 0.08 | 0.08 | 0.08 | 0.08 | 0.08 | 0.08 | 0.08 | 0.08 | 0.08 | 0.08 | 0.08 | 0.08 | 0.08 | 0.08 | 0.08 | 0.08 | 0.08 | 0.08 | 0.08
| ROBINS AFB | 12.8 | 12.8 | 12.8 | 12.8 | 12.8 | 12.8 | 12.8 | 12.8 | 12.8 | 12.8 | 12.8 | 12.8 | 12.8 | 12.8 | 12.8 | 12.8 | 12.8 | 12.8 | 12.8 | 12.8
| UGA SOLAR | 0.1968 | 0.1968 | 0.1968 | 0.1968 | 0.1968 | 0.1968 | 0.1968 | 0.1968 | 0.1968 | 0.1968 | 0.1968 | 0.1968 | 0.1968 | 0.1968 | 0.1968 | 0.1968 | 0.1968 | 0.1968 | 0.1968 | 0.1968
| Unassigned Self-Build Solar | 0 | 0 | 0 | 0 | 0 | 1.18 | 1.18 | 1.18 | 1.18 | 1.18 | 1.18 | 1.18 | 1.18 | 1.18 | 1.18 | 1.18 | 1.18 | 1.18 | 1.18 | 1.18
System Sales |  | -1051.83 | -206.39 | 2e-21 | 2e-21 | 2e-21 | 2e-21 | 2e-21 | 2e-21 | 2e-21 | 2e-21 | 2e-21 | 2e-21 | 2e-21 | 2e-21 | 2e-21 | 2e-21 | 2e-21 | 2e-21 | 2e-21 | 2e-21
| SYSTEM SALE | -1051.83 | -206.39 | 2e-21 | 2e-21 | 2e-21 | 2e-21 | 2e-21 | 2e-21 | 2e-21 | 2e-21 | 2e-21 | 2e-21 | 2e-21 | 2e-21 | 2e-21 | 2e-21 | 2e-21 | 2e-21 | 2e-21 | 2e-21
Purchased Generating Capacity (MW) |  | 5913.4508 | 6011.9208 | 6241.9208 | 6503.3128 | 5723.3128 | 5758.3128 | 3805.7718 | 3805.7718 | 3750.6818 | 3747.084 | 2430.332 | 1848.8678 | 1781.9144 | 1432.1663 | 1432.1657 | 1072.1177 | 1052.1377 | 1049.3957 | 1046.7483 | 1046.5153
| 2019 IRP RENEWABLES - DG S2230 | 0.24 | 0.24 | 0.24 | 0.24 | 0.24 | 0.24 | 0.24 | 0.24 | 0.24 | 0.24 | 0.24 | 0.24 | 0.24 | 0.24 | 0.24 | 0.24 | 0.24 | 0.24 | 0.24 | 0.24
| 2019 IRP RENEWABLES - DG S2330 | 1.802 | 1.802 | 1.802 | 1.802 | 1.802 | 1.802 | 1.802 | 1.802 | 1.802 | 1.802 | 1.802 | 1.802 | 1.802 | 1.802 | 1.802 | 1.802 | 1.802 | 1.802 | 1.802 | 1.802
| 2019 IRP RENEWABLES - DG S2430 | 0.03 | 0.03 | 0.03 | 0.03 | 0.03 | 0.03 | 0.03 | 0.03 | 0.03 | 0.03 | 0.03 | 0.03 | 0.03 | 0.03 | 0.03 | 0.03 | 0.03 | 0.03 | 0.03 | 0.03
| 2019 IRP RENEWABLES - DG W2330 | 1.2173 | 1.2173 | 1.2173 | 1.2173 | 1.2173 | 1.2173 | 1.2173 | 1.2173 | 1.2173 | 1.2173 | 1.2173 | 1.2173 | 1.2173 | 1.2173 | 1.2173 | 1.2173 | 1.2173 | 1.2173 | 1.2173 | 1.2173
| 2019 IRP RENEWABLES - DG W2430 | 1.159 | 1.159 | 1.159 | 1.159 | 1.159 | 1.159 | 1.159 | 1.159 | 1.159 | 1.159 | 1.159 | 1.159 | 1.159 | 1.159 | 1.159 | 1.159 | 1.159 | 1.159 | 1.159 | 1.159
| 2022 IRP BIOMASS - AGE | 0 | 0 | 0 | 0 | 0 | 35 | 35 | 35 | 35 | 35 | 35 | 35 | 35 | 35 | 35 | 35 | 35 | 35 | 35 | 35
| 2022 IRP ESS RFP | 0 | 0 | 0 | 0 | 500 | 500 | 500 | 500 | 500 | 500 | 500 | 500 | 500 | 500 | 500 | 500 | 500 | 500 | 500 | 500
| 2022 IRP SOLAR DG RFP 1 | 2.2 | 2.2 | 2.2 | 2.2 | 2.2 | 2.2 | 2.2 | 2.2 | 2.2 | 2.2 | 2.2 | 2.2 | 2.2 | 2.2 | 2.2 | 2.2 | 2.2 | 2.2 | 2.2 | 2.2
| 2022 IRP SOLAR DG RFP 2 | 0 | 12.45 | 12.45 | 12.45 | 12.45 | 12.45 | 12.45 | 12.45 | 12.45 | 12.45 | 12.45 | 12.45 | 12.45 | 12.45 | 12.45 | 12.45 | 12.45 | 12.45 | 12.45 | 12.45
| 2022 IRP SOLAR US RFP 1 | 0 | 0 | 0 | 0 | 0 | 0 | 0 | 0 | 0 | 0 | 0 | 0 | 0 | 0 | 0 | 0 | 0 | 0 | 0 | 0
| 2022 IRP SOLAR US RFP 2 | 0 | 0 | 0 | 0 | 0 | 0 | 114.1 | 114.1 | 114.1 | 114.1 | 114.1 | 114.1 | 114.1 | 114.1 | 114.1 | 114.1 | 114.1 | 114.1 | 114.1 | 114.1
| 2022/2023 US - FLINT RIVER SOLAR | 10 | 10 | 10 | 10 | 10 | 10 | 10 | 10 | 10 | 10 | 10 | 10 | 10 | 10 | 10 | 10 | 10 | 10 | 10 | 10
| 2022/2023 US - TIMBERLAND SOLAR | 7 | 7 | 7 | 7 | 7 | 7 | 7 | 7 | 7 | 7 | 7 | 7 | 7 | 7 | 7 | 7 | 7 | 7 | 7 | 7
| 2022/2023 US - WADLEY SOLAR | 13 | 13 | 13 | 13 | 13 | 13 | 13 | 13 | 13 | 13 | 13 | 13 | 13 | 13 | 13 | 13 | 13 | 13 | 13 | 13
| 2022/2023 US - WASHINGTON COUNTY SOLAR | 7.5 | 7.5 | 7.5 | 7.5 | 7.5 | 7.5 | 7.5 | 7.5 | 7.5 | 7.5 | 7.5 | 7.5 | 7.5 | 7.5 | 7.5 | 7.5 | 7.5 | 7.5 | 7.5 | 7.5
| 2023 IRP UPDATE BESS RFP | 0 | 0 | 0 | 0 | 0 | 0 | 0 | 0 | 0 | 0 | 0 | 0 | 0 | 0 | 0 | 0 | 0 | 0 | 0 | 0
| ADDISON 1 (WEST GA) | 185.896 | 185.896 | 185.896 | 185.896 | 185.896 | 185.896 | 0 | 0 | 0 | 0 | 0 | 0 | 0 | 0 | 0 | 0 | 0 | 0 | 0 | 0
| ADDISON 3 (WEST GA) | 180.896 | 180.896 | 180.896 | 180.896 | 180.896 | 180.896 | 0 | 0 | 0 | 0 | 0 | 0 | 0 | 0 | 0 | 0 | 0 | 0 | 0 | 0
| ALBANY RENEWABLE ENERGY | 49.5 | 49.5 | 49.5 | 49.5 | 49.5 | 49.5 | 49.5 | 49.5 | 49.5 | 49.5 | 49.5 | 49.5 | 49.5 | 0 | 0 | 0 | 0 | 0 | 0 | 0
| ASI CLASSIC 210 MW - DG S1320 | 0.156 | 0.156 | 0.156 | 0.156 | 0.156 | 0.156 | 0.156 | 0.156 | 0.156 | 0 | 0 | 0 | 0 | 0 | 0 | 0 | 0 | 0 | 0 | 0
| ASI CLASSIC 210 MW - DG S1420 | 1.858 | 1.858 | 1.858 | 1.858 | 1.858 | 1.858 | 1.858 | 1.858 | 1.858 | 1.858 | 0 | 0 | 0 | 0 | 0 | 0 | 0 | 0 | 0 | 0
| ASI CLASSIC 210 MW - DG S1520 | 5.722 | 5.722 | 5.722 | 5.722 | 5.722 | 5.722 | 5.722 | 5.722 | 5.722 | 5.722 | 5.722 | 0 | 0 | 0 | 0 | 0 | 0 | 0 | 0 | 0
| ASI CLASSIC 210 MW - DG S1620 | 0.482 | 0.482 | 0.482 | 0.482 | 0.482 | 0.482 | 0.482 | 0.482 | 0.482 | 0.482 | 0.482 | 0.482 | 0 | 0 | 0 | 0 | 0 | 0 | 0 | 0
| ASI CLASSIC 210 MW - DG W1420 | 3.408 | 3.408 | 3.408 | 3.408 | 3.408 | 3.408 | 3.408 | 3.408 | 3.408 | 0 | 0 | 0 | 0 | 0 | 0 | 0 | 0 | 0 | 0 | 0
| ASI CLASSIC 210 MW - DG W1520 | 3.694 | 3.694 | 3.694 | 3.694 | 3.694 | 3.694 | 3.694 | 3.694 | 3.694 | 3.694 | 0 | 0 | 0 | 0 | 0 | 0 | 0 | 0 | 0 | 0
| ASI CLASSIC 210 MW - DG W1620 | 0.2802 | 0.2802 | 0.2802 | 0.2802 | 0.2802 | 0.2802 | 0.2802 | 0.2802 | 0.2802 | 0.2802 | 0.2802 | 0 | 0 | 0 | 0 | 0 | 0 | 0 | 0 | 0
| ASI CLASSIC 210 MW - US 1: DUBLIN SOLAR CENTER - DUBLIN | 1.02 | 1.02 | 1.02 | 1.02 | 1.02 | 1.02 | 1.02 | 1.02 | 1.02 | 1.02 | 1.02 | 0 | 0 | 0 | 0 | 0 | 0 | 0 | 0 | 0
| ASI CLASSIC 210 MW - US 1: RICHLAND SOLAR CENTER | 5 | 5 | 5 | 5 | 5 | 5 | 5 | 5 | 5 | 5 | 5 | 0 | 0 | 0 | 0 | 0 | 0 | 0 | 0 | 0
| ASI CLASSIC 210 MW - US 1: RINCON SOLAR CENTER | 4 | 4 | 4 | 4 | 4 | 4 | 4 | 4 | 4 | 4 | 4 | 4 | 0 | 0 | 0 | 0 | 0 | 0 | 0 | 0
| ASI CLASSIC 210 MW - US 2: BUTLER SOLAR FARM | 4 | 4 | 4 | 4 | 4 | 4 | 4 | 4 | 4 | 4 | 4 | 4 | 0 | 0 | 0 | 0 | 0 | 0 | 0 | 0
| ASI CLASSIC 210 MW - US 2: DECATUR COUNTY SOLAR PROJECT | 4.725 | 4.725 | 4.725 | 4.725 | 4.725 | 4.725 | 4.725 | 4.725 | 4.725 | 4.725 | 4.725 | 0 | 0 | 0 | 0 | 0 | 0 | 0 | 0 | 0
| ASI CLASSIC 210 MW - US 2: HECATE ENERGY - OLD MIDVILLE RD LLC | 5 | 5 | 5 | 5 | 5 | 5 | 5 | 5 | 5 | 5 | 5 | 5 | 0 | 0 | 0 | 0 | 0 | 0 | 0 | 0
| ASI CLASSIC 210 MW - US 2: SOLAR GLYNN | 3.536 | 3.536 | 3.536 | 3.536 | 3.536 | 3.536 | 3.536 | 3.536 | 3.536 | 3.536 | 3.536 | 3.536 | 0 | 0 | 0 | 0 | 0 | 0 | 0 | 0
| ASI PRIME 525 MW - DG S1625 | 0.024 | 0.024 | 0.024 | 0.024 | 0.024 | 0.024 | 0.024 | 0.024 | 0.024 | 0.024 | 0.024 | 0.024 | 0.024 | 0.024 | 0.024 | 0.024 | 0.024 | 0 | 0 | 0
| ASI PRIME 525 MW - DG S1635 | 0.064 | 0.064 | 0.064 | 0.064 | 0.064 | 0.064 | 0.064 | 0.064 | 0.064 | 0.064 | 0.064 | 0.064 | 0.064 | 0.064 | 0.064 | 0.064 | 0.064 | 0.064 | 0.064 | 0.064
| ASI PRIME 525 MW - DG S1725 | 0.8054 | 0.8054 | 0.8054 | 0.8054 | 0.8054 | 0.8054 | 0.8054 | 0.8054 | 0.8054 | 0.8054 | 0.8054 | 0.8054 | 0.8054 | 0.8054 | 0.8054 | 0.8054 | 0.8054 | 0.8054 | 0 | 0
| ASI PRIME 525 MW - DG S1730 | 1.22 | 1.22 | 1.22 | 1.22 | 1.22 | 1.22 | 1.22 | 1.22 | 1.22 | 1.22 | 1.22 | 1.22 | 1.22 | 1.22 | 1.22 | 1.22 | 1.22 | 1.22 | 1.22 | 1.22
| ASI PRIME 525 MW - DG S1735 | 1.404 | 1.404 | 1.404 | 1.404 | 1.404 | 1.404 | 1.404 | 1.404 | 1.404 | 1.404 | 1.404 | 1.404 | 1.404 | 1.404 | 1.404 | 1.404 | 1.404 | 1.404 | 1.404 | 1.404
| ASI PRIME 525 MW - DG S1815 | 0.0338 | 0.0338 | 0.0338 | 0.0338 | 0.0338 | 0.0338 | 0.0338 | 0.0338 | 0.0338 | 0 | 0 | 0 | 0 | 0 | 0 | 0 | 0 | 0 | 0 | 0
| ASI PRIME 525 MW - DG S1820 | 0.0006 | 0.0006 | 0.0006 | 0.0006 | 0.0006 | 0.0006 | 0.0006 | 0.0006 | 0.0006 | 0.0006 | 0.0006 | 0.0006 | 0.0006 | 0.0006 | 0 | 0 | 0 | 0 | 0 | 0
| ASI PRIME 525 MW - DG S1825 | 0.06 | 0.06 | 0.06 | 0.06 | 0.06 | 0.06 | 0.06 | 0.06 | 0.06 | 0.06 | 0.06 | 0.06 | 0.06 | 0.06 | 0.06 | 0.06 | 0.06 | 0.06 | 0.06 | 0
| ASI PRIME 525 MW - DG S1835 | 0.012 | 0.012 | 0.012 | 0.012 | 0.012 | 0.012 | 0.012 | 0.012 | 0.012 | 0.012 | 0.012 | 0.012 | 0.012 | 0.012 | 0.012 | 0.012 | 0.012 | 0.012 | 0.012 | 0
| ASI PRIME 525 MW - DG W1725 | 2.718 | 2.718 | 2.718 | 2.718 | 2.718 | 2.718 | 2.718 | 2.718 | 2.718 | 2.718 | 2.718 | 2.718 | 2.718 | 2.718 | 2.718 | 2.718 | 2.718 | 0 | 0 | 0
| ASI PRIME 525 MW - DG W1730 | 1.21 | 1.21 | 1.21 | 1.21 | 1.21 | 1.21 | 1.21 | 1.21 | 1.21 | 1.21 | 1.21 | 1.21 | 1.21 | 1.21 | 1.21 | 1.21 | 1.21 | 1.21 | 1.21 | 1.21
| ASI PRIME 525 MW - DG W1735 | 0.376 | 0.376 | 0.376 | 0.376 | 0.376 | 0.376 | 0.376 | 0.376 | 0.376 | 0.376 | 0.376 | 0.376 | 0.376 | 0.376 | 0.376 | 0.376 | 0.376 | 0.376 | 0.376 | 0.376
| ASI PRIME 525 MW - DG W1815 | 0.09 | 0.09 | 0.09 | 0.09 | 0.09 | 0.09 | 0.09 | 0.09 | 0 | 0 | 0 | 0 | 0 | 0 | 0 | 0 | 0 | 0 | 0 | 0
| ASI PRIME 525 MW - DG W1820 | 0.06 | 0.06 | 0.06 | 0.06 | 0.06 | 0.06 | 0.06 | 0.06 | 0.06 | 0.06 | 0.06 | 0.06 | 0.06 | 0 | 0 | 0 | 0 | 0 | 0 | 0
| ASI PRIME 525 MW - DG W1825 | 1.842 | 1.842 | 1.842 | 1.842 | 1.842 | 1.842 | 1.842 | 1.842 | 1.842 | 1.842 | 1.842 | 1.842 | 1.842 | 1.842 | 1.842 | 1.842 | 1.842 | 1.842 | 0 | 0
| ASI PRIME 525 MW - DG W1830 | 4.478 | 4.478 | 4.478 | 4.478 | 4.478 | 4.478 | 4.478 | 4.478 | 4.478 | 4.478 | 4.478 | 4.478 | 4.478 | 4.478 | 4.478 | 4.478 | 4.478 | 4.478 | 4.478 | 4.478
| ASI PRIME 525 MW - DG W1835 | 1.256 | 1.256 | 1.256 | 1.256 | 1.256 | 1.256 | 1.256 | 1.256 | 1.256 | 1.256 | 1.256 | 1.256 | 1.256 | 1.256 | 1.256 | 1.256 | 1.256 | 1.256 | 1.256 | 1.256
| ASI PRIME 525 MW - US 1: BUTLER SOLAR | 25 | 25 | 25 | 25 | 25 | 25 | 25 | 25 | 25 | 25 | 25 | 25 | 25 | 25 | 25 | 25 | 25 | 25 | 25 | 25
| ASI PRIME 525 MW - US 1: DECATUR PARKWAY SOLAR PROJECT | 19.98 | 19.98 | 19.98 | 19.98 | 19.98 | 19.98 | 19.98 | 19.98 | 19.98 | 19.98 | 19.98 | 19.98 | 19.98 | 19.98 | 19.98 | 19.98 | 0 | 0 | 0 | 0
| ASI PRIME 525 MW - US 1: PAWPAW SOLAR | 7.5 | 7.5 | 7.5 | 7.5 | 7.5 | 7.5 | 7.5 | 7.5 | 7.5 | 7.5 | 7.5 | 7.5 | 7.5 | 7.5 | 7.5 | 7.5 | 7.5 | 7.5 | 7.5 | 7.5
| ASI PRIME 525 MW - US 2: LIVE OAK SOLAR | 10.2 | 10.2 | 10.2 | 10.2 | 10.2 | 10.2 | 10.2 | 10.2 | 10.2 | 10.2 | 10.2 | 10.2 | 10.2 | 10.2 | 10.2 | 10.2 | 10.2 | 10.2 | 10.2 | 10.2
| ASI PRIME 525 MW - US 2: WHITE OAK SOLAR | 15.3 | 15.3 | 15.3 | 15.3 | 15.3 | 15.3 | 15.3 | 15.3 | 15.3 | 15.3 | 15.3 | 15.3 | 15.3 | 15.3 | 15.3 | 15.3 | 15.3 | 15.3 | 15.3 | 15.3
| ASI PRIME 525 MW - US 2: WHITE PINE SOLAR | 20.25 | 20.25 | 20.25 | 20.25 | 20.25 | 20.25 | 20.25 | 20.25 | 20.25 | 20.25 | 20.25 | 20.25 | 20.25 | 20.25 | 20.25 | 20.25 | 20.25 | 20.25 | 20.25 | 20.25
| AXIUM US SOLAR HOLDINGS (SD&D) | 0.2 | 0.2 | 0.2 | 0 | 0 | 0 | 0 | 0 | 0 | 0 | 0 | 0 | 0 | 0 | 0 | 0 | 0 | 0 | 0 | 0
| BLUE CANYON | 82 | 82 | 82 | 82 | 82 | 82 | 82 | 82 | 82 | 82 | 82 | 0 | 0 | 0 | 0 | 0 | 0 | 0 | 0 | 0
| CCSP DG - ONLINE | 0 | 0 | 0 | 0 | 0 | 0 | 0 | 0 | 0 | 0 | 0 | 0 | 0 | 0 | 0 | 0 | 0 | 0 | 0 | 0
| CCSP DG - REMAINING | 0 | 0 | 0 | 0 | 0 | 0 | 0 | 0 | 0 | 0 | 0 | 0 | 0 | 0 | 0 | 0 | 0 | 0 | 0 | 0
| COCA-COLA | 6.3 | 6.3 | 6.3 | 6.3 | 6.3 | 6.3 | 6.3 | 6.3 | 6.3 | 6.3 | 6.3 | 0 | 0 | 0 | 0 | 0 | 0 | 0 | 0 | 0
| CONYERS RENEWABLE ENERGY | 3.077 | 3.077 | 3.077 | 3.077 | 3.077 | 3.077 | 3.077 | 3.077 | 3.077 | 3.077 | 3.077 | 3.077 | 3.077 | 0 | 0 | 0 | 0 | 0 | 0 | 0
| DAHLBERG 1 | 0 | 0 | 0 | 87.006 | 87.006 | 87.006 | 87.006 | 87.006 | 87.006 | 87.006 | 87.006 | 87.006 | 87.006 | 0 | 0 | 0 | 0 | 0 | 0 | 0
| DAHLBERG 10 | 89 | 87.838 | 87.838 | 87.838 | 87.838 | 87.838 | 87.838 | 87.838 | 87.838 | 87.838 | 87.838 | 0 | 0 | 0 | 0 | 0 | 0 | 0 | 0 | 0
| DAHLBERG 2 | 88.436 | 87.408 | 87.408 | 87.408 | 87.408 | 87.408 | 87.408 | 87.408 | 87.408 | 87.408 | 87.408 | 0 | 0 | 0 | 0 | 0 | 0 | 0 | 0 | 0
| DAHLBERG 3 | 0 | 0 | 0 | 87.169 | 87.169 | 87.169 | 87.169 | 87.169 | 87.169 | 87.169 | 87.169 | 87.169 | 87.169 | 0 | 0 | 0 | 0 | 0 | 0 | 0
| DAHLBERG 4 | 87.149 | 87.149 | 87.149 | 87.149 | 87.149 | 87.149 | 0 | 0 | 0 | 0 | 0 | 0 | 0 | 0 | 0 | 0 | 0 | 0 | 0 | 0
| DAHLBERG 5 | 0 | 0 | 0 | 87.417 | 87.417 | 87.417 | 87.417 | 87.417 | 87.417 | 87.417 | 87.417 | 87.417 | 87.417 | 0 | 0 | 0 | 0 | 0 | 0 | 0
| DAHLBERG 6 | 87.737 | 87.737 | 87.737 | 87.737 | 87.737 | 87.737 | 87.737 | 87.737 | 87.737 | 87.737 | 87.737 | 0 | 0 | 0 | 0 | 0 | 0 | 0 | 0 | 0
| DAHLBERG 8 | 86.224 | 86.224 | 86.224 | 86.224 | 86.224 | 86.224 | 86.224 | 86.224 | 86.224 | 86.224 | 86.224 | 0 | 0 | 0 | 0 | 0 | 0 | 0 | 0 | 0
| DAHLBERG 9 | 0 | 88.21 | 88.21 | 88.21 | 88.21 | 88.21 | 88.21 | 88.21 | 88.21 | 88.21 | 88.21 | 0 | 0 | 0 | 0 | 0 | 0 | 0 | 0 | 0
| EXELON HEARD 1 | 157.5 | 157.5 | 157.5 | 157.5 | 157.5 | 157.5 | 0 | 0 | 0 | 0 | 0 | 0 | 0 | 0 | 0 | 0 | 0 | 0 | 0 | 0
| EXELON HEARD 2 | 157.5 | 157.5 | 157.5 | 157.5 | 157.5 | 157.5 | 0 | 0 | 0 | 0 | 0 | 0 | 0 | 0 | 0 | 0 | 0 | 0 | 0 | 0
| EXELON HEARD 3 | 157.5 | 157.5 | 157.5 | 157.5 | 157.5 | 157.5 | 0 | 0 | 0 | 0 | 0 | 0 | 0 | 0 | 0 | 0 | 0 | 0 | 0 | 0
| EXELON HEARD 4 | 157.5 | 157.5 | 157.5 | 157.5 | 157.5 | 157.5 | 0 | 0 | 0 | 0 | 0 | 0 | 0 | 0 | 0 | 0 | 0 | 0 | 0 | 0
| EXELON HEARD 5 | 157.5 | 157.5 | 157.5 | 157.5 | 157.5 | 157.5 | 0 | 0 | 0 | 0 | 0 | 0 | 0 | 0 | 0 | 0 | 0 | 0 | 0 | 0
| EXELON HEARD 6 | 157.5 | 157.5 | 157.5 | 157.5 | 157.5 | 157.5 | 0 | 0 | 0 | 0 | 0 | 0 | 0 | 0 | 0 | 0 | 0 | 0 | 0 | 0
| GEORGIA RENEWABLE POWER FRANKLIN LLC | 58 | 58 | 58 | 58 | 58 | 58 | 58 | 58 | 58 | 58 | 58 | 58 | 58 | 58 | 58 | 58 | 58 | 58 | 58 | 58
| GEORGIA RENEWABLE POWER MADISON | 58 | 58 | 58 | 58 | 58 | 58 | 58 | 58 | 58 | 58 | 58 | 58 | 58 | 58 | 58 | 58 | 58 | 58 | 58 | 58
| GREEN POWER SOLUTIONS | 29 | 29 | 29 | 29 | 29 | 29 | 29 | 29 | 29 | 29 | 29 | 0 | 0 | 0 | 0 | 0 | 0 | 0 | 0 | 0
| HARRIS 1 | 667.7 | 667.7 | 667.7 | 667.7 | 667.7 | 667.7 | 0 | 0 | 0 | 0 | 0 | 0 | 0 | 0 | 0 | 0 | 0 | 0 | 0 | 0
| HARRIS 2 | 689.5 | 689.5 | 689.5 | 689.5 | 689.5 | 689.5 | 689.5 | 689.5 | 689.5 | 689.5 | 0 | 0 | 0 | 0 | 0 | 0 | 0 | 0 | 0 | 0
| INTERNATIONAL PAPER - FLINT RIVER | 26.8974 | 26.8974 | 26.8974 | 26.8974 | 26.8974 | 26.8974 | 26.8974 | 26.8974 | 26.8974 | 26.8974 | 26.8974 | 26.8974 | 0 | 0 | 0 | 0 | 0 | 0 | 0 | 0
| INTERNATIONAL PAPER - PORT WENTWORTH | 29.5191 | 29.5191 | 29.5191 | 29.5191 | 29.5191 | 29.5191 | 29.5191 | 29.5191 | 29.5191 | 29.5191 | 29.5191 | 29.5191 | 29.5191 | 0 | 0 | 0 | 0 | 0 | 0 | 0
| LSS 50 MW - HSH PEMBROOKE | 0.2 | 0.2 | 0.2 | 0.2 | 0.2 | 0.2 | 0.2 | 0.2 | 0.2 | 0.2 | 0.2 | 0 | 0 | 0 | 0 | 0 | 0 | 0 | 0 | 0
| LSS 50 MW - SIMON SOLAR FARM | 6 | 6 | 6 | 6 | 6 | 6 | 6 | 6 | 6 | 6 | 6 | 0 | 0 | 0 | 0 | 0 | 0 | 0 | 0 | 0
| LSS 50 MW - SOLAR D&D CAMILLA | 3.2 | 3.2 | 3.2 | 3.2 | 3.2 | 3.2 | 3.2 | 3.2 | 3.2 | 3.2 | 3.2 | 0 | 0 | 0 | 0 | 0 | 0 | 0 | 0 | 0
| LSS 50 MW - SOLAR D&D CAMP (MERIWETHER COUNTY) | 0.6 | 0.6 | 0.6 | 0.6 | 0.6 | 0.6 | 0.6 | 0.6 | 0.6 | 0.6 | 0.6 | 0 | 0 | 0 | 0 | 0 | 0 | 0 | 0 | 0
| MAS GEORGIA LFG - OAK GROVE | 6.178 | 6.178 | 6.178 | 6.178 | 6.178 | 6.178 | 6.178 | 6.178 | 6.178 | 6.178 | 6.178 | 6.178 | 0 | 0 | 0 | 0 | 0 | 0 | 0 | 0
| MAS GEORGIA LFG - PINE RIDGE | 6.3 | 6.3 | 6.3 | 6.3 | 6.3 | 6.3 | 6.3 | 6.3 | 6.3 | 6.3 | 6.3 | 6.3 | 0 | 0 | 0 | 0 | 0 | 0 | 0 | 0
| MAS GEORGIA LFG - RICHLAND CREEK | 10.56 | 10.56 | 10.56 | 10.56 | 10.56 | 10.56 | 10.56 | 10.56 | 10.56 | 10.56 | 10.56 | 10.56 | 0 | 0 | 0 | 0 | 0 | 0 | 0 | 0
| MID-GEORGIA COGEN | 300 | 300 | 300 | 300 | 0 | 0 | 0 | 0 | 0 | 0 | 0 | 0 | 0 | 0 | 0 | 0 | 0 | 0 | 0 | 0
| MONROE POWER | 360 | 360 | 360 | 360 | 360 | 360 | 360 | 360 | 360 | 360 | 360 | 360 | 360 | 360 | 360 | 0 | 0 | 0 | 0 | 0
| MPC PPA | 750 | 750 | 750 | 750 | 0 | 0 | 0 | 0 | 0 | 0 | 0 | 0 | 0 | 0 | 0 | 0 | 0 | 0 | 0 | 0
| PIEDMONT GREEN POWER | 55 | 55 | 55 | 55 | 55 | 55 | 55 | 55 | 0 | 0 | 0 | 0 | 0 | 0 | 0 | 0 | 0 | 0 | 0 | 0
| REDI 1400 MW - C&I: DOUGHERTY COUNTY SOLAR | 12 | 12 | 12 | 12 | 12 | 12 | 12 | 12 | 12 | 12 | 12 | 12 | 12 | 12 | 12 | 12 | 12 | 12 | 12 | 12
| REDI 1400 MW - C&I: TANGLEWOOD SOLAR | 5.75 | 5.75 | 5.75 | 5.75 | 5.75 | 5.75 | 5.75 | 5.75 | 5.75 | 5.75 | 5.75 | 5.75 | 5.75 | 5.75 | 5.75 | 5.75 | 5.75 | 5.75 | 5.75 | 5.75
| REDI 1400 MW - DG CS S1920 | 0.048 | 0.048 | 0.048 | 0.048 | 0.048 | 0.048 | 0.048 | 0.048 | 0.048 | 0.048 | 0.048 | 0.048 | 0.048 | 0.048 | 0.048 | 0 | 0 | 0 | 0 | 0
| REDI 1400 MW - DG CS S1925 | 0.274 | 0.274 | 0.274 | 0.274 | 0.274 | 0.274 | 0.274 | 0.274 | 0.274 | 0.274 | 0.274 | 0.274 | 0.274 | 0.274 | 0.274 | 0.274 | 0.274 | 0.274 | 0.274 | 0.274
| REDI 1400 MW - DG CS S1930 | 0.589 | 0.589 | 0.589 | 0.589 | 0.589 | 0.589 | 0.589 | 0.589 | 0.589 | 0.589 | 0.589 | 0.589 | 0.589 | 0.589 | 0.589 | 0.589 | 0.589 | 0.589 | 0.589 | 0.589
| REDI 1400 MW - DG CS S1935 | 1.404 | 1.404 | 1.404 | 1.404 | 1.404 | 1.404 | 1.404 | 1.404 | 1.404 | 1.404 | 1.404 | 1.404 | 1.404 | 1.404 | 1.404 | 1.404 | 1.404 | 1.404 | 1.404 | 1.404
| REDI 1400 MW - DG CS W1925 | 0.161 | 0.161 | 0.161 | 0.161 | 0.161 | 0.161 | 0.161 | 0.161 | 0.161 | 0.161 | 0.161 | 0.161 | 0.161 | 0.161 | 0.161 | 0.161 | 0.161 | 0.161 | 0.161 | 0
| REDI 1400 MW - DG CS W1930 | 0.06 | 0.06 | 0.06 | 0.06 | 0.06 | 0.06 | 0.06 | 0.06 | 0.06 | 0.06 | 0.06 | 0.06 | 0.06 | 0.06 | 0.06 | 0.06 | 0.06 | 0.06 | 0.06 | 0.06
| REDI 1400 MW - DG CS W1935 | 1.061 | 1.061 | 1.061 | 1.061 | 1.061 | 1.061 | 1.061 | 1.061 | 1.061 | 1.061 | 1.061 | 1.061 | 1.061 | 1.061 | 1.061 | 1.061 | 1.061 | 1.061 | 1.061 | 1.061
| REDI 1400 MW - DG S2030 | 0.1 | 0.1 | 0.1 | 0.1 | 0.1 | 0.1 | 0.1 | 0.1 | 0.1 | 0.1 | 0.1 | 0.1 | 0.1 | 0.1 | 0.1 | 0.1 | 0.1 | 0.1 | 0.1 | 0.1
| REDI 1400 MW - DG S2035 | 7.531 | 7.531 | 7.531 | 7.531 | 7.531 | 7.531 | 7.531 | 7.531 | 7.531 | 7.531 | 7.531 | 7.531 | 7.531 | 7.531 | 7.531 | 7.531 | 7.531 | 7.531 | 7.531 | 7.531
| REDI 1400 MW - DG W2030 | 0.25 | 0.25 | 0.25 | 0.25 | 0.25 | 0.25 | 0.25 | 0.25 | 0.25 | 0.25 | 0.25 | 0.25 | 0.25 | 0.25 | 0.25 | 0.25 | 0.25 | 0.25 | 0.25 | 0.25
| REDI 1400 MW - DG W2035 | 0.69 | 0.69 | 0.69 | 0.69 | 0.69 | 0.69 | 0.69 | 0.69 | 0.69 | 0.69 | 0.69 | 0.69 | 0.69 | 0.69 | 0.69 | 0.69 | 0.69 | 0.69 | 0.69 | 0.69
| REDI 1400 MW - US 1: QUITMAN SOLAR | 15 | 15 | 15 | 15 | 15 | 15 | 15 | 15 | 15 | 15 | 15 | 15 | 15 | 15 | 15 | 15 | 15 | 15 | 15 | 15
| REDI 1400 MW - US 1: SOUTHERN OAK SOLAR | 16 | 16 | 16 | 16 | 16 | 16 | 16 | 16 | 16 | 16 | 16 | 16 | 16 | 16 | 16 | 16 | 16 | 16 | 16 | 16
| REDI 1400 MW - US 1: TWIGGS COUNTY SOLAR | 20 | 20 | 20 | 20 | 20 | 20 | 20 | 20 | 20 | 20 | 20 | 20 | 20 | 20 | 20 | 20 | 20 | 20 | 20 | 20
| REDI 1400 MW - US 2: COOL SPRINGS | 21.3 | 21.3 | 21.3 | 21.3 | 21.3 | 21.3 | 21.3 | 21.3 | 21.3 | 21.3 | 21.3 | 21.3 | 21.3 | 21.3 | 21.3 | 21.3 | 21.3 | 21.3 | 21.3 | 21.3
| REDI 1400 MW - US 2: HICKORY PARK | 19.55 | 19.55 | 19.55 | 19.55 | 19.55 | 19.55 | 19.55 | 19.55 | 19.55 | 19.55 | 19.55 | 19.55 | 19.55 | 19.55 | 19.55 | 19.55 | 19.55 | 19.55 | 19.55 | 19.55
| REDI 1400 MW - US 2: QUITMAN II | 15 | 15 | 15 | 15 | 15 | 15 | 15 | 15 | 15 | 15 | 15 | 15 | 15 | 15 | 15 | 15 | 15 | 15 | 15 | 15
| REDI CS2 | 0 | 0 | 0 | 0 | 0 | 0 | 0 | 0 | 0 | 0 | 0 | 0 | 0 | 0 | 0 | 0 | 0 | 0 | 0 | 0
| SANTA ROSA | 0 | 0 | 230 | 230 | 0 | 0 | 0 | 0 | 0 | 0 | 0 | 0 | 0 | 0 | 0 | 0 | 0 | 0 | 0 | 0
| SUPERIOR - WASTE MANAGEMENT | 6 | 6 | 6 | 6 | 6 | 6 | 6 | 6 | 6 | 6 | 6 | 6 | 6 | 0 | 0 | 0 | 0 | 0 | 0 | 0
| WALTON COUNTY | 0 | 0 | 0 | 0 | 0 | 0 | 0 | 0 | 0 | 0 | 0 | 0 | 0 | 0 | 0 | 0 | 0 | 0 | 0 | 0
| WANSLEY 6 | 0 | 0 | 0 | 0 | 0 | 0 | 0 | 0 | 0 | 0 | 0 | 0 | 0 | 0 | 0 | 0 | 0 | 0 | 0 | 0
| WANSLEY 7 | 621.7 | 621.7 | 621.7 | 621.7 | 621.7 | 621.7 | 621.7 | 621.7 | 621.7 | 621.7 | 0 | 0 | 0 | 0 | 0 | 0 | 0 | 0 | 0 | 0
| WASHINGTON COUNTY | 0 | 0 | 0 | 0 | 0 | 0 | 0 | 0 | 0 | 0 | 0 | 0 | 0 | 0 | 0 | 0 | 0 | 0 | 0 | 0
Dispatchable DSOs (MW) |  | 648.692 | 652.2801 | 655.7986 | 656.2857 | 658.7528 | 661.1536 | 665.3971 | 667.34 | 670.1343 | 673.0091 | 674.8896 | 676.237 | 681.0866 | 702.5999 | 711.0578 | 719.6438 | 727.5538 | 737.4593 | 747.9801 | 757.7458
| CVR Level 1 | 200.3192 | 202.1133 | 203.8725 | 204.1161 | 205.3496 | 206.55 | 208.6717 | 209.6432 | 211.0403 | 212.4777 | 213.418 | 214.0917 | 216.5165 | 227.2731 | 231.5021 | 235.7951 | 239.7501 | 244.7029 | 249.9632 | 254.8461
| CVR Level 2 | 200.3192 | 202.1133 | 203.8725 | 204.1161 | 205.3496 | 206.55 | 208.6717 | 209.6432 | 211.0403 | 212.4777 | 213.418 | 214.0917 | 216.5165 | 227.2731 | 231.5021 | 235.7951 | 239.7501 | 244.7029 | 249.9632 | 254.8461
| DER Customer Program | 0 | 0 | 0 | 0 | 0 | 0 | 0 | 0 | 0 | 0 | 0 | 0 | 0 | 0 | 0 | 0 | 0 | 0 | 0 | 0
| DPEC | 92.1444 | 92.1444 | 92.1444 | 92.1444 | 92.1444 | 92.1444 | 92.1444 | 92.1444 | 92.1444 | 92.1444 | 92.1444 | 92.1444 | 92.1444 | 92.1444 | 92.1444 | 92.1444 | 92.1444 | 92.1444 | 92.1444 | 92.1444
| RTPeDA | 2.6868 | 2.6868 | 2.6868 | 2.6868 | 2.6868 | 2.6868 | 2.6868 | 2.6868 | 2.6868 | 2.6868 | 2.6868 | 2.6868 | 2.6868 | 2.6868 | 2.6868 | 2.6868 | 2.6868 | 2.6868 | 2.6868 | 2.6868
| RTPeHA | 124.2123 | 124.2123 | 124.2123 | 124.2123 | 124.2123 | 124.2123 | 124.2123 | 124.2123 | 124.2123 | 124.2123 | 124.2123 | 124.2123 | 124.2123 | 124.2123 | 124.2123 | 124.2123 | 124.2123 | 124.2123 | 124.2123 | 124.2123
| Temp Check | 29.0101 | 29.0101 | 29.0101 | 29.0101 | 29.0101 | 29.0101 | 29.0101 | 29.0101 | 29.0101 | 29.0101 | 29.0101 | 29.0101 | 29.0101 | 29.0101 | 29.0101 | 29.0101 | 29.0101 | 29.0101 | 29.0101 | 29.0101
Energy Storage |  | 0 | 0 | 812.25 | 825.25 | 825.25 | 825.25 | 825.25 | 825.25 | 825.25 | 825.25 | 825.25 | 825.25 | 825.25 | 825.25 | 825.25 | 825.25 | 825.25 | 825.25 | 825.25 | 825.25
| 2019 IRP BESS DEMO | 0 | 0 | 0 | 0 | 0 | 0 | 0 | 0 | 0 | 0 | 0 | 0 | 0 | 0 | 0 | 0 | 0 | 0 | 0 | 0
| 2019 IRP BESS DEMO - FORT STEWART 4 HR BESS | 0 | 0 | 0 | 13 | 13 | 13 | 13 | 13 | 13 | 13 | 13 | 13 | 13 | 13 | 13 | 13 | 13 | 13 | 13 | 13
| 2022 IRP MCGRAU FORD 2 HR BATTERY | 0 | 0 | 265 | 265 | 265 | 265 | 265 | 265 | 265 | 265 | 265 | 265 | 265 | 265 | 265 | 265 | 265 | 265 | 265 | 265
| 2023 IRP UPDATE - HAMMOND | 0 | 0 | 57.5 | 57.5 | 57.5 | 57.5 | 57.5 | 57.5 | 57.5 | 57.5 | 57.5 | 57.5 | 57.5 | 57.5 | 57.5 | 57.5 | 57.5 | 57.5 | 57.5 | 57.5
| 2023 IRP Update - MCGRAU FORD PHASE 2 | 0 | 0 | 265 | 265 | 265 | 265 | 265 | 265 | 265 | 265 | 265 | 265 | 265 | 265 | 265 | 265 | 265 | 265 | 265 | 265
| 2023 IRP UPDATE - MOODY AFB | 0 | 0 | 44.55 | 44.55 | 44.55 | 44.55 | 44.55 | 44.55 | 44.55 | 44.55 | 44.55 | 44.55 | 44.55 | 44.55 | 44.55 | 44.55 | 44.55 | 44.55 | 44.55 | 44.55
| 2023 IRP UPDATE - ROBINS AFB | 0 | 0 | 115.2 | 115.2 | 115.2 | 115.2 | 115.2 | 115.2 | 115.2 | 115.2 | 115.2 | 115.2 | 115.2 | 115.2 | 115.2 | 115.2 | 115.2 | 115.2 | 115.2 | 115.2
| MOSSY BRANCH | 0 | 0 | 65 | 65 | 65 | 65 | 65 | 65 | 65 | 65 | 65 | 65 | 65 | 65 | 65 | 65 | 65 | 65 | 65 | 65
2025 IRP Approvals Projected Timing & Capacities - Extensions are Above |  | 0 | 110.0202 | 110.0202 | 110.0202 | 339.1202 | 410.7572 | 494.9012 | 598.7482 | 608.0482 | 617.3482 | 617.3482 | 430.6202 | 430.6202 | 430.6202 | 430.6202 | 430.6202 | 430.6202 | 430.6202 | 430.6202 | 430.6202
| SCHERER 3 WHOLESALE-TO-RETAIL | 0 | 52 | 52 | 52 | 52 | 107.337 | 162.181 | 186.728 | 186.728 | 186.728 | 186.728 | 0 | 0 | 0 | 0 | 0 | 0 | 0 | 0 | 0
| MCINTOSH 1A UPRATE | 0 | 0 | 0 | 0 | 0 | 9.3 | 9.3 | 9.3 | 9.3 | 9.3 | 9.3 | 9.3 | 9.3 | 9.3 | 9.3 | 9.3 | 9.3 | 9.3 | 9.3 | 9.3
| MCINTOSH 2A UPRATE | 0 | 0 | 0 | 0 | 9.3 | 9.3 | 9.3 | 9.3 | 9.3 | 9.3 | 9.3 | 9.3 | 9.3 | 9.3 | 9.3 | 9.3 | 9.3 | 9.3 | 9.3 | 9.3
| MCINTOSH 3A UPRATE | 0 | 0 | 0 | 0 | 0 | 0 | 0 | 9.3 | 9.3 | 9.3 | 9.3 | 9.3 | 9.3 | 9.3 | 9.3 | 9.3 | 9.3 | 9.3 | 9.3 | 9.3
| MCINTOSH 4A UPRATE | 0 | 0 | 0 | 0 | 0 | 0 | 0 | 0 | 0 | 9.3 | 9.3 | 9.3 | 9.3 | 9.3 | 9.3 | 9.3 | 9.3 | 9.3 | 9.3 | 9.3
| MCINTOSH 5A UPRATE | 0 | 0 | 0 | 0 | 0 | 0 | 0 | 0 | 9.3 | 9.3 | 9.3 | 9.3 | 9.3 | 9.3 | 9.3 | 9.3 | 9.3 | 9.3 | 9.3 | 9.3
| MCINTOSH 6A UPRATE | 0 | 0 | 0 | 0 | 9.3 | 9.3 | 9.3 | 9.3 | 9.3 | 9.3 | 9.3 | 9.3 | 9.3 | 9.3 | 9.3 | 9.3 | 9.3 | 9.3 | 9.3 | 9.3
| MCINTOSH 7A UPRATE | 0 | 0 | 0 | 0 | 9.3 | 9.3 | 9.3 | 9.3 | 9.3 | 9.3 | 9.3 | 9.3 | 9.3 | 9.3 | 9.3 | 9.3 | 9.3 | 9.3 | 9.3 | 9.3
| MCINTOSH 8A UPRATE | 0 | 0 | 0 | 0 | 0 | 0 | 9.3 | 9.3 | 9.3 | 9.3 | 9.3 | 9.3 | 9.3 | 9.3 | 9.3 | 9.3 | 9.3 | 9.3 | 9.3 | 9.3
| MCINTOSH 10 UPRATE | 0 | 0 | 0 | 0 | 97.1 | 97.1 | 97.1 | 97.1 | 97.1 | 97.1 | 97.1 | 97.1 | 97.1 | 97.1 | 97.1 | 97.1 | 97.1 | 97.1 | 97.1 | 97.1
| MCINTOSH 11 UPRATE | 0 | 0 | 0 | 0 | 97.1 | 97.1 | 97.1 | 97.1 | 97.1 | 97.1 | 97.1 | 97.1 | 97.1 | 97.1 | 97.1 | 97.1 | 97.1 | 97.1 | 97.1 | 97.1
| VOGTLE 1 UPRATE | 0 | 0 | 0 | 0 | 0 | 7 | 27 | 27 | 27 | 27 | 27 | 27 | 27 | 27 | 27 | 27 | 27 | 27 | 27 | 27
| VOGTLE 2 UPRATE | 0 | 0 | 0 | 0 | 7 | 7 | 7 | 27 | 27 | 27 | 27 | 27 | 27 | 27 | 27 | 27 | 27 | 27 | 27 | 27
| Temp Check Increase | 0 | 58.0202 | 58.0202 | 58.0202 | 58.0202 | 58.0202 | 58.0202 | 58.0202 | 58.0202 | 58.0202 | 58.0202 | 58.0202 | 58.0202 | 58.0202 | 58.0202 | 58.0202 | 58.0202 | 58.0202 | 58.0202 | 58.0202
| 2026 DG RFP (COA 2028) | 0 | 0 | 0 | 0 | 0 | 0 | 0 | 0 | 0 | 0 | 0 | 0 | 0 | 0 | 0 | 0 | 0 | 0 | 0 | 0
| 2027 DG RFP (COA 2029) | 0 | 0 | 0 | 0 | 0 | 0 | 0 | 0 | 0 | 0 | 0 | 0 | 0 | 0 | 0 | 0 | 0 | 0 | 0 | 0
| CARES 2026 US RFP | 0 | 0 | 0 | 0 | 0 | 0 | 0 | 50 | 50 | 50 | 50 | 50 | 50 | 50 | 50 | 50 | 50 | 50 | 50 | 50
Extensions for Reference Only - Extensions Included Above |  | 0 | 0 | 0 | 0 | 1007.099 | 1007.099 | 952.145 | 927.549 | 927.549 | 927.549 | 457.873 | 0 | 0 | 0 | 0 | 0 | 0 | 0 | 0 | 0
| SCHERER 3 | 0 | 0 | 0 | 0 | 537.423 | 537.423 | 482.469 | 457.873 | 457.873 | 457.873 | 457.873 | 0 | 0 | 0 | 0 | 0 | 0 | 0 | 0 | 0
| GASTON 1 GAS | 0 | 0 | 0 | 0 | 127 | 127 | 127 | 127 | 127 | 127 | 0 | 0 | 0 | 0 | 0 | 0 | 0 | 0 | 0 | 0
| GASTON 2 GAS | 0 | 0 | 0 | 0 | 128 | 128 | 128 | 128 | 128 | 128 | 0 | 0 | 0 | 0 | 0 | 0 | 0 | 0 | 0 | 0
| GASTON 3 GAS | 0 | 0 | 0 | 0 | 102.027 | 102.027 | 102.027 | 102.027 | 102.027 | 102.027 | 0 | 0 | 0 | 0 | 0 | 0 | 0 | 0 | 0 | 0
| GASTON 4 GAS | 0 | 0 | 0 | 0 | 102.649 | 102.649 | 102.649 | 102.649 | 102.649 | 102.649 | 0 | 0 | 0 | 0 | 0 | 0 | 0 | 0 | 0 | 0
| GASTON A | 0 | 0 | 0 | 0 | 10 | 10 | 10 | 10 | 10 | 10 | 0 | 0 | 0 | 0 | 0 | 0 | 0 | 0 | 0 | 0
2025 IRP Approvals Total for Reference Only |  | 0 | 110.0202 | 110.0202 | 110.0202 | 1346.2192 | 1417.8562 | 1447.0462 | 1526.2972 | 1535.5972 | 1544.8972 | 1075.2212 | 430.6202 | 430.6202 | 430.6202 | 430.6202 | 430.6202 | 430.6202 | 430.6202 | 430.6202 | 430.6202
CARES 2023 RFP |  | 0 | 0 | 0 | 0 | 0 | 0 | 135.75 | 135.75 | 135.75 | 135.75 | 135.75 | 135.75 | 135.75 | 135.75 | 135.75 | 135.75 | 135.75 | 135.75 | 135.75 | 135.75
| GA Solar 5, LLC (Old Hickory Solar) | 0 | 0 | 0 | 0 | 0 | 0 | 13 | 13 | 13 | 13 | 13 | 13 | 13 | 13 | 13 | 13 | 13 | 13 | 13 | 13
| Wilsonville Solar, LLC | 0 | 0 | 0 | 0 | 0 | 0 | 10 | 10 | 10 | 10 | 10 | 10 | 10 | 10 | 10 | 10 | 10 | 10 | 10 | 10
| Stellar Dry Creek Solar, LLC | 0 | 0 | 0 | 0 | 0 | 0 | 10 | 10 | 10 | 10 | 10 | 10 | 10 | 10 | 10 | 10 | 10 | 10 | 10 | 10
| Stellar Shamrock Solar, LLC | 0 | 0 | 0 | 0 | 0 | 0 | 11.25 | 11.25 | 11.25 | 11.25 | 11.25 | 11.25 | 11.25 | 11.25 | 11.25 | 11.25 | 11.25 | 11.25 | 11.25 | 11.25
| Beaver Creek Solar I, LLC | 0 | 0 | 0 | 0 | 0 | 0 | 91.5 | 91.5 | 91.5 | 91.5 | 91.5 | 91.5 | 91.5 | 91.5 | 91.5 | 91.5 | 91.5 | 91.5 | 91.5 | 91.5
Winter 2027_2028 BESS RFP |  | 0 | 0 | 0 | 180 | 180 | 180 | 180 | 180 | 180 | 180 | 180 | 180 | 180 | 180 | 180 | 180 | 180 | 180 | 180 | 180
| Twiggs County BESS | 0 | 0 | 0 | 180 | 180 | 180 | 180 | 180 | 180 | 180 | 180 | 180 | 180 | 180 | 180 | 180 | 180 | 180 | 180 | 180
2029-2031 All-Source RFP |  | 0 | 0 | 0 | 0 | 2074.8 | 4220.54 | 7843.53 | 7843.53 | 7843.53 | 7843.53 | 7843.53 | 7843.53 | 7843.53 | 7843.53 | 7843.53 | 7843.53 | 7756.53 | 7756.53 | 7756.53 | 7756.53
| Mid-GA PPA (CC) | 0 | 0 | 0 | 0 | 320 | 320 | 320 | 320 | 320 | 320 | 320 | 320 | 320 | 320 | 320 | 320 | 320 | 320 | 320 | 320
| Plant Dahlberg PPA (CT) | 0 | 0 | 0 | 0 | 0 | 0 | 87 | 87 | 87 | 87 | 87 | 87 | 87 | 87 | 87 | 87 | 0 | 0 | 0 | 0
| Plant Harris PPA (CC) | 0 | 0 | 0 | 0 | 0 | 0 | 683 | 683 | 683 | 683 | 683 | 683 | 683 | 683 | 683 | 683 | 683 | 683 | 683 | 683
| Sandersville PPA (CT) | 0 | 0 | 0 | 0 | 0 | 0 | 156 | 156 | 156 | 156 | 156 | 156 | 156 | 156 | 156 | 156 | 156 | 156 | 156 | 156
| Laurens County (ESS+Solar) | 0 | 0 | 0 | 0 | 160 | 160 | 160 | 160 | 160 | 160 | 160 | 160 | 160 | 160 | 160 | 160 | 160 | 160 | 160 | 160
| Plant Mitchell (ESS+Solar) | 0 | 0 | 0 | 0 | 120 | 120 | 120 | 120 | 120 | 120 | 120 | 120 | 120 | 120 | 120 | 120 | 120 | 120 | 120 | 120
| Bowen BESS Phase 1 | 0 | 0 | 0 | 0 | 250 | 250 | 250 | 250 | 250 | 250 | 250 | 250 | 250 | 250 | 250 | 250 | 250 | 250 | 250 | 250
| South Hall BESS | 0 | 0 | 0 | 0 | 200 | 200 | 200 | 200 | 200 | 200 | 200 | 200 | 200 | 200 | 200 | 200 | 200 | 200 | 200 | 200
| Wansley BESS | 0 | 0 | 0 | 0 | 500 | 500 | 500 | 500 | 500 | 500 | 500 | 500 | 500 | 500 | 500 | 500 | 500 | 500 | 500 | 500
| Yates BESS Phase 1 | 0 | 0 | 0 | 0 | 320 | 320 | 320 | 320 | 320 | 320 | 320 | 320 | 320 | 320 | 320 | 320 | 320 | 320 | 320 | 320
| Yates BESS Phase 2 | 0 | 0 | 0 | 0 | 204.8 | 204.8 | 204.8 | 204.8 | 204.8 | 204.8 | 204.8 | 204.8 | 204.8 | 204.8 | 204.8 | 204.8 | 204.8 | 204.8 | 204.8 | 204.8
| Bowen BESS Phase 2 | 0 | 0 | 0 | 0 | 0 | 200 | 200 | 200 | 200 | 200 | 200 | 200 | 200 | 200 | 200 | 200 | 200 | 200 | 200 | 200
| Thomson BESS | 0 | 0 | 0 | 0 | 0 | 400 | 400 | 400 | 400 | 400 | 400 | 400 | 400 | 400 | 400 | 400 | 400 | 400 | 400 | 400
| Hammond BESS Phase 2 | 0 | 0 | 0 | 0 | 0 | 0 | 154 | 154 | 154 | 154 | 154 | 154 | 154 | 154 | 154 | 154 | 154 | 154 | 154 | 154
| McIntosh BESS | 0 | 0 | 0 | 0 | 0 | 0 | 200 | 200 | 200 | 200 | 200 | 200 | 200 | 200 | 200 | 200 | 200 | 200 | 200 | 200
| Bowen Unit 7 (CC) | 0 | 0 | 0 | 0 | 0 | 780.36 | 780.36 | 780.36 | 780.36 | 780.36 | 780.36 | 780.36 | 780.36 | 780.36 | 780.36 | 780.36 | 780.36 | 780.36 | 780.36 | 780.36
| Bowen Unit 8 (CC) | 0 | 0 | 0 | 0 | 0 | 0 | 780.36 | 780.36 | 780.36 | 780.36 | 780.36 | 780.36 | 780.36 | 780.36 | 780.36 | 780.36 | 780.36 | 780.36 | 780.36 | 780.36
| Wansley Unit 10 (CC) | 0 | 0 | 0 | 0 | 0 | 765.38 | 765.38 | 765.38 | 765.38 | 765.38 | 765.38 | 765.38 | 765.38 | 765.38 | 765.38 | 765.38 | 765.38 | 765.38 | 765.38 | 765.38
| Wansley Unit 11 (CC) | 0 | 0 | 0 | 0 | 0 | 0 | 765.38 | 765.38 | 765.38 | 765.38 | 765.38 | 765.38 | 765.38 | 765.38 | 765.38 | 765.38 | 765.38 | 765.38 | 765.38 | 765.38
| McIntosh Unit 12 (CC) | 0 | 0 | 0 | 0 | 0 | 0 | 797.25 | 797.25 | 797.25 | 797.25 | 797.25 | 797.25 | 797.25 | 797.25 | 797.25 | 797.25 | 797.25 | 797.25 | 797.25 | 797.25
Supplemental Resources (MW) |  | 0 | 0 | 0 | 828.3 | 878.3 | 828.3 | 1773.3 | 1773.3 | 1773.3 | 1773.3 | 1773.3 | 1773.3 | 1773.3 | 1773.3 | 1773.3 | 1773.3 | 1773.3 | 1773.3 | 1773.3 | 1773.3
| Decatur BESS | 0 | 0 | 0 | 190 | 190 | 190 | 190 | 190 | 190 | 190 | 190 | 190 | 190 | 190 | 190 | 190 | 190 | 190 | 190 | 190
| Dougherty BESS | 0 | 0 | 0 | 108 | 108 | 108 | 108 | 108 | 108 | 108 | 108 | 108 | 108 | 108 | 108 | 108 | 108 | 108 | 108 | 108
| Wadley BESS | 0 | 0 | 0 | 247 | 247 | 247 | 247 | 247 | 247 | 247 | 247 | 247 | 247 | 247 | 247 | 247 | 247 | 247 | 247 | 247
| Washington BESS | 0 | 0 | 0 | 142.5 | 142.5 | 142.5 | 142.5 | 142.5 | 142.5 | 142.5 | 142.5 | 142.5 | 142.5 | 142.5 | 142.5 | 142.5 | 142.5 | 142.5 | 142.5 | 142.5
| White Oak BESS | 0 | 0 | 0 | 60.8 | 60.8 | 60.8 | 60.8 | 60.8 | 60.8 | 60.8 | 60.8 | 60.8 | 60.8 | 60.8 | 60.8 | 60.8 | 60.8 | 60.8 | 60.8 | 60.8
| White Pine BESS | 0 | 0 | 0 | 80 | 80 | 80 | 80 | 80 | 80 | 80 | 80 | 80 | 80 | 80 | 80 | 80 | 80 | 80 | 80 | 80
| MPC PPA Extension | 0 | 0 | 0 | 0 | 50 | 0 | 0 | 0 | 0 | 0 | 0 | 0 | 0 | 0 | 0 | 0 | 0 | 0 | 0 | 0
| Tenaska PPA (CT) | 0 | 0 | 0 | 0 | 0 | 0 | 945 | 945 | 945 | 945 | 945 | 945 | 945 | 945 | 945 | 945 | 945 | 945 | 945 | 945
Incremental Yates CT Capacity from FT Flexibility (MW) |  | 0 | 0 | 0 | 0 | 253 | 253 | 0 | 0 | 0 | 0 | 0 | 0 | 0 | 0 | 0 | 0 | 0 | 0 | 0 | 0
| Yates CT | 0 | 0 | 0 | 0 | 253 | 253 | 0 | 0 | 0 | 0 | 0 | 0 | 0 | 0 | 0 | 0 | 0 | 0 | 0 | 0

## Feb 2025 Summer MG0
Georgia Power Load vs. Capacity MG0 (Summer) with February 2025 Load Forecast, 2025 IRP Approvals, CARES 2023 RFP, Winter 2027_2028 BESS RFP, 2029-2031 All-Source RFP, and Supplemental Resources
| Year | 2025 | 2026 | 2027 | 2028 | 2029 | 2030 | 2031 | 2032 | 2033 | 2034 | 2035 | 2036 | 2037 | 2038 | 2039 | 2040 | 2041 | 2042 | 2043 | 2044
| February 2025 Load Forecast Peak Demand (MW), (A) | 17716.4494 | 18479.8744 | 19971.2388 | 21980.988 | 24373.2451 | 25933.7981 | 27081.131 | 27788.9604 | 28288.8507 | 28587.9479 | 28778.2841 | 28917.537 | 29187.5597 | 29385.4415 | 29638.2758 | 29794.6552 | 30150.0981 | 30541.7179 | 30946.1262 | 31418.6062
| Owned Generating Capacity (MW), (B) | 13867.7745 | 14707.6045 | 16028.3395 | 16751.3395 | 16751.6375 | 16757.5375 | 16677.9875 | 16677.9875 | 16677.9875 | 16677.9875 | 16210.3115 | 12366.0185 | 12366.0185 | 12366.0185 | 11717.5875 | 11717.5875 | 11717.5875 | 11717.5875 | 11717.5875 | 11717.5875
| Purchased Generating Capacity (MW), (B,C) | 7410.4293 | 7522.4793 | 7521.9293 | 7446.0713 | 6981.0713 | 5054.6243 | 6081.5243 | 6081.5243 | 6025.7549 | 6011.2734 | 4294.2374 | 4166.0783 | 4007.5608 | 3783.2522 | 3782.9402 | 3473.9402 | 3421.9262 | 3412.2369 | 3406.9734 | 3404.1459
| Dispatchable DSOs (MW), (B) | 728.6535 | 735.1331 | 739.455 | 738.6366 | 741.9227 | 745.6829 | 751.1857 | 754.3047 | 758.6337 | 763.0147 | 766.1319 | 770.3192 | 776.6281 | 782.7856 | 789.1233 | 803.0179 | 813.3633 | 824.3544 | 835.4639 | 846.1415
| 2025 IRP Approvals, Excluding Extensions (MW), (B,D) | 0 | 120.2591 | 120.2591 | 127.2591 | 252.7591 | 331.5961 | 464.4871 | 777.9871 | 791.4871 | 804.9871 | 804.9871 | 618.2591 | 618.2591 | 618.2591 | 618.2591 | 618.2591 | 618.2591 | 618.2591 | 618.2591 | 618.2591
| CARES 2023 RFP (MW), (B) | 0 | 0 | 0 | 0 | 0 | 312.75 | 312.75 | 312.75 | 312.75 | 312.75 | 312.75 | 312.75 | 312.75 | 312.75 | 312.75 | 312.75 | 312.75 | 312.75 | 312.75 | 312.75
| Winter 2027_2028 BESS RFP (MW), (B) | 0 | 0 | 0 | 50 | 50 | 50 | 50 | 50 | 50 | 50 | 50 | 50 | 50 | 50 | 50 | 50 | 50 | 50 | 50 | 50
| 2029-2031 All-Source RFP (MW), (B,E) | 0 | 0 | 0 | 300 | 1807 | 5848.66 | 6972.74 | 6972.74 | 6972.74 | 6972.74 | 6972.74 | 6972.74 | 6972.74 | 6972.74 | 6972.74 | 6898.74 | 6898.74 | 6898.74 | 6898.74 | 6898.74
| Supplemental Resources (MW), (B,E) | 0 | 0 | 0 | 455.7 | 505.7 | 1385.7 | 1385.7 | 1385.7 | 1385.7 | 1385.7 | 1385.7 | 1385.7 | 1385.7 | 1385.7 | 1385.7 | 1385.7 | 1385.7 | 1385.7 | 1385.7 | 1385.7
| Owned Generating Capacity after 2025 IRP Approvals, RFPs, & Supplementals (MW), (B) | 13867.7745 | 14759.6045 | 16080.3395 | 17003.3395 | 18626.1375 | 22010.5345 | 23041.9555 | 23055.4555 | 23068.9555 | 23082.4555 | 22614.7795 | 18583.7585 | 18583.7585 | 18583.7585 | 17935.3275 | 17935.3275 | 17935.3275 | 17935.3275 | 17935.3275 | 17935.3275
| Purchased Generating Capacity after 2025 IRP Approvals, RFPs, & Supplementals (MW), (B,C) | 7410.4293 | 7522.4793 | 7521.9293 | 8058.7713 | 7653.7713 | 7662.0743 | 8834.9743 | 9134.9743 | 9079.2049 | 9064.7234 | 7347.6874 | 7219.5283 | 7061.0108 | 6836.7022 | 6836.3902 | 6453.3902 | 6401.3762 | 6391.6869 | 6386.4234 | 6383.5959
| Dispatchable DSOs after 2025 IRP Approvals, RFPs, & Supplementals (MW), (B) | 728.6535 | 803.3922 | 807.7141 | 806.8957 | 810.1818 | 813.942 | 819.4448 | 822.5638 | 826.8928 | 831.2738 | 834.391 | 838.5783 | 844.8872 | 851.0447 | 857.3824 | 871.277 | 881.6224 | 892.6135 | 903.723 | 914.4006
| Total Capacity (MW), (B) | 22006.8573 | 23085.476 | 24409.9829 | 25869.0065 | 27090.0906 | 30486.5508 | 32696.3746 | 33012.9936 | 32975.0532 | 32978.4527 | 30796.8579 | 26641.8651 | 26489.6565 | 26271.5053 | 25629.1 | 25259.9946 | 25218.3261 | 25219.6278 | 25225.4738 | 25233.3239
| Capacity Required to Meet GPC Target (MW), (F) | -999.4535 | -1172.8355 | -728.9468 | 307.119 | 1934.8615 | 396.7905 | -446.7285 | 79.5733 | 712.8096 | 1065.5908 | 3473.8481 | 7794.6706 | 8268.4365 | 8722.2359 | 9665.7296 | 10221.0599 | 10686.0087 | 11151.0686 | 11626.8135 | 12181.6176
| GPC Reserve Margin (%) | 24.22% | 24.92% | 22.23% | 17.69% | 11.15% | 17.56% | 20.73% | 18.8% | 16.57% | 15.36% | 7.014% | -7.87% | -9.243% | -10.6% | -13.53% | -15.22% | -16.36% | -17.43% | -18.49% | -19.69%
|  | Notes | (A) Territorial Load requirements less non-dispatchable DSOs.
(B) Values stated in effective load carrying capability ("ELCC") terms.
(C) Includes territorial and imported power purchases.
(D) Excludes requests to extend Plant Scherer Unit 3 and Plant Gaston Units 1-4 and A beyond 12/31/2028. These extensions are already included in Owned Generating Capacity.
(E) ELCCs are estimated at the resource level based on projected commercial operation dates.
(F) Does not consider planning reserve sharing. Reflects GPC's Target Reserve Margin, resulting from a System Target Reserve Margin of 19.50% (2025-2027) and 20% (2028 and beyond).
Existing Capability
|  | 2025 | 2026 | 2027 | 2028 | 2029 | 2030 | 2031 | 2032 | 2033 | 2034 | 2035 | 2036 | 2037 | 2038 | 2039 | 2040 | 2041 | 2042 | 2043 | 2044
Owned Generating Capacity (MW) |  | 13867.7745 | 14707.6045 | 16028.3395 | 16751.3395 | 16751.6375 | 16757.5375 | 16677.9875 | 16677.9875 | 16677.9875 | 16677.9875 | 16210.3115 | 12366.0185 | 12366.0185 | 12366.0185 | 11717.5875 | 11717.5875 | 11717.5875 | 11717.5875 | 11717.5875 | 11717.5875
Nuclear |  | 2980.3364 | 2980.3364 | 2980.3364 | 2980.3364 | 2980.3364 | 2980.3364 | 2980.3364 | 2980.3364 | 2980.3364 | 2980.3364 | 2980.3364 | 2980.3364 | 2980.3364 | 2980.3364 | 2980.3364 | 2980.3364 | 2980.3364 | 2980.3364 | 2980.3364 | 2980.3364
| HATCH 1 | 438.876 | 438.876 | 438.876 | 438.876 | 438.876 | 438.876 | 438.876 | 438.876 | 438.876 | 438.876 | 438.876 | 438.876 | 438.876 | 438.876 | 438.876 | 438.876 | 438.876 | 438.876 | 438.876 | 438.876
| HATCH 2 | 442.383 | 442.383 | 442.383 | 442.383 | 442.383 | 442.383 | 442.383 | 442.383 | 442.383 | 442.383 | 442.383 | 442.383 | 442.383 | 442.383 | 442.383 | 442.383 | 442.383 | 442.383 | 442.383 | 442.383
| VOGTLE 1 | 538.6013 | 538.6013 | 538.6013 | 538.6013 | 538.6013 | 538.6013 | 538.6013 | 538.6013 | 538.6013 | 538.6013 | 538.6013 | 538.6013 | 538.6013 | 538.6013 | 538.6013 | 538.6013 | 538.6013 | 538.6013 | 538.6013 | 538.6013
| VOGTLE 2 | 539.538 | 539.538 | 539.538 | 539.538 | 539.538 | 539.538 | 539.538 | 539.538 | 539.538 | 539.538 | 539.538 | 539.538 | 539.538 | 539.538 | 539.538 | 539.538 | 539.538 | 539.538 | 539.538 | 539.538
| VOGTLE 3 | 510.469 | 510.469 | 510.469 | 510.469 | 510.469 | 510.469 | 510.469 | 510.469 | 510.469 | 510.469 | 510.469 | 510.469 | 510.469 | 510.469 | 510.469 | 510.469 | 510.469 | 510.469 | 510.469 | 510.469
| VOGTLE 4 | 510.469 | 510.469 | 510.469 | 510.469 | 510.469 | 510.469 | 510.469 | 510.469 | 510.469 | 510.469 | 510.469 | 510.469 | 510.469 | 510.469 | 510.469 | 510.469 | 510.469 | 510.469 | 510.469 | 510.469
Coal |  | 3923.843 | 3923.843 | 3923.843 | 3923.843 | 3923.843 | 3923.843 | 3844.293 | 3844.293 | 3844.293 | 3844.293 | 3844.293 | 0 | 0 | 0 | 0 | 0 | 0 | 0 | 0 | 0
| BOWEN 1 | 714 | 714 | 714 | 714 | 714 | 714 | 714 | 714 | 714 | 714 | 714 | 0 | 0 | 0 | 0 | 0 | 0 | 0 | 0 | 0
| BOWEN 2 | 705 | 705 | 705 | 705 | 705 | 705 | 705 | 705 | 705 | 705 | 705 | 0 | 0 | 0 | 0 | 0 | 0 | 0 | 0 | 0
| BOWEN 3 | 910 | 910 | 910 | 910 | 910 | 910 | 910 | 910 | 910 | 910 | 910 | 0 | 0 | 0 | 0 | 0 | 0 | 0 | 0 | 0
| BOWEN 4 | 910 | 910 | 910 | 910 | 910 | 910 | 910 | 910 | 910 | 910 | 910 | 0 | 0 | 0 | 0 | 0 | 0 | 0 | 0 | 0
| SCHERER 1 | 75.18 | 75.18 | 75.18 | 75.18 | 75.18 | 75.18 | 75.18 | 75.18 | 75.18 | 75.18 | 75.18 | 0 | 0 | 0 | 0 | 0 | 0 | 0 | 0 | 0
| SCHERER 2 | 72.24 | 72.24 | 72.24 | 72.24 | 72.24 | 72.24 | 72.24 | 72.24 | 72.24 | 72.24 | 72.24 | 0 | 0 | 0 | 0 | 0 | 0 | 0 | 0 | 0
| SCHERER 3 | 537.423 | 537.423 | 537.423 | 537.423 | 537.423 | 537.423 | 457.873 | 457.873 | 457.873 | 457.873 | 457.873 | 0 | 0 | 0 | 0 | 0 | 0 | 0 | 0 | 0
| WANSLEY 1 | 0 | 0 | 0 | 0 | 0 | 0 | 0 | 0 | 0 | 0 | 0 | 0 | 0 | 0 | 0 | 0 | 0 | 0 | 0 | 0
| WANSLEY 2 | 0 | 0 | 0 | 0 | 0 | 0 | 0 | 0 | 0 | 0 | 0 | 0 | 0 | 0 | 0 | 0 | 0 | 0 | 0 | 0
Combined Cycle |  | 3885.2 | 3885.2 | 3885.2 | 3885.2 | 3885.2 | 3885.2 | 3885.2 | 3885.2 | 3885.2 | 3885.2 | 3885.2 | 3885.2 | 3885.2 | 3885.2 | 3885.2 | 3885.2 | 3885.2 | 3885.2 | 3885.2 | 3885.2
| MCDONOUGH 4 | 855 | 855 | 855 | 855 | 855 | 855 | 855 | 855 | 855 | 855 | 855 | 855 | 855 | 855 | 855 | 855 | 855 | 855 | 855 | 855
| MCDONOUGH 5 | 850 | 850 | 850 | 850 | 850 | 850 | 850 | 850 | 850 | 850 | 850 | 850 | 850 | 850 | 850 | 850 | 850 | 850 | 850 | 850
| MCDONOUGH 6 | 840 | 840 | 840 | 840 | 840 | 840 | 840 | 840 | 840 | 840 | 840 | 840 | 840 | 840 | 840 | 840 | 840 | 840 | 840 | 840
| MCINTOSH 10 | 670.1 | 670.1 | 670.1 | 670.1 | 670.1 | 670.1 | 670.1 | 670.1 | 670.1 | 670.1 | 670.1 | 670.1 | 670.1 | 670.1 | 670.1 | 670.1 | 670.1 | 670.1 | 670.1 | 670.1
| MCINTOSH 11 | 670.1 | 670.1 | 670.1 | 670.1 | 670.1 | 670.1 | 670.1 | 670.1 | 670.1 | 670.1 | 670.1 | 670.1 | 670.1 | 670.1 | 670.1 | 670.1 | 670.1 | 670.1 | 670.1 | 670.1
Oil/Gas Steam |  | 1108.107 | 1108.107 | 1108.107 | 1108.107 | 1108.107 | 1108.107 | 1108.107 | 1108.107 | 1108.107 | 1108.107 | 648.431 | 648.431 | 648.431 | 648.431 | 0 | 0 | 0 | 0 | 0 | 0
| GASTON 1 GAS | 127 | 127 | 127 | 127 | 127 | 127 | 127 | 127 | 127 | 127 | 0 | 0 | 0 | 0 | 0 | 0 | 0 | 0 | 0 | 0
| GASTON 2 GAS | 128 | 128 | 128 | 128 | 128 | 128 | 128 | 128 | 128 | 128 | 0 | 0 | 0 | 0 | 0 | 0 | 0 | 0 | 0 | 0
| GASTON 3 GAS | 102.027 | 102.027 | 102.027 | 102.027 | 102.027 | 102.027 | 102.027 | 102.027 | 102.027 | 102.027 | 0 | 0 | 0 | 0 | 0 | 0 | 0 | 0 | 0 | 0
| GASTON 4 GAS | 102.649 | 102.649 | 102.649 | 102.649 | 102.649 | 102.649 | 102.649 | 102.649 | 102.649 | 102.649 | 0 | 0 | 0 | 0 | 0 | 0 | 0 | 0 | 0 | 0
| YATES 6 GAS | 322.749 | 322.749 | 322.749 | 322.749 | 322.749 | 322.749 | 322.749 | 322.749 | 322.749 | 322.749 | 322.749 | 322.749 | 322.749 | 322.749 | 0 | 0 | 0 | 0 | 0 | 0
| YATES 7 GAS | 325.682 | 325.682 | 325.682 | 325.682 | 325.682 | 325.682 | 325.682 | 325.682 | 325.682 | 325.682 | 325.682 | 325.682 | 325.682 | 325.682 | 0 | 0 | 0 | 0 | 0 | 0
Combustion Turbine |  | 1491.377 | 1491.377 | 2091.377 | 2814.377 | 2814.675 | 2814.675 | 2814.675 | 2814.675 | 2814.675 | 2814.675 | 2806.675 | 2806.675 | 2806.675 | 2806.675 | 2806.675 | 2806.675 | 2806.675 | 2806.675 | 2806.675 | 2806.675
| GASTON A | 7.702 | 7.702 | 7.702 | 7.702 | 8 | 8 | 8 | 8 | 8 | 8 | 0 | 0 | 0 | 0 | 0 | 0 | 0 | 0 | 0 | 0
| MCDONOUGH 3A | 0 | 0 | 0 | 0 | 0 | 0 | 0 | 0 | 0 | 0 | 0 | 0 | 0 | 0 | 0 | 0 | 0 | 0 | 0 | 0
| MCDONOUGH 3B | 0 | 0 | 0 | 0 | 0 | 0 | 0 | 0 | 0 | 0 | 0 | 0 | 0 | 0 | 0 | 0 | 0 | 0 | 0 | 0
| MCINTOSH 1A | 82.2 | 82.2 | 82.2 | 82.2 | 82.2 | 82.2 | 82.2 | 82.2 | 82.2 | 82.2 | 82.2 | 82.2 | 82.2 | 82.2 | 82.2 | 82.2 | 82.2 | 82.2 | 82.2 | 82.2
| MCINTOSH 2A | 82.2 | 82.2 | 82.2 | 82.2 | 82.2 | 82.2 | 82.2 | 82.2 | 82.2 | 82.2 | 82.2 | 82.2 | 82.2 | 82.2 | 82.2 | 82.2 | 82.2 | 82.2 | 82.2 | 82.2
| MCINTOSH 3A | 82.2 | 82.2 | 82.2 | 82.2 | 82.2 | 82.2 | 82.2 | 82.2 | 82.2 | 82.2 | 82.2 | 82.2 | 82.2 | 82.2 | 82.2 | 82.2 | 82.2 | 82.2 | 82.2 | 82.2
| MCINTOSH 4A | 82.2 | 82.2 | 82.2 | 82.2 | 82.2 | 82.2 | 82.2 | 82.2 | 82.2 | 82.2 | 82.2 | 82.2 | 82.2 | 82.2 | 82.2 | 82.2 | 82.2 | 82.2 | 82.2 | 82.2
| MCINTOSH 5A | 82.2 | 82.2 | 82.2 | 82.2 | 82.2 | 82.2 | 82.2 | 82.2 | 82.2 | 82.2 | 82.2 | 82.2 | 82.2 | 82.2 | 82.2 | 82.2 | 82.2 | 82.2 | 82.2 | 82.2
| MCINTOSH 6A | 82.2 | 82.2 | 82.2 | 82.2 | 82.2 | 82.2 | 82.2 | 82.2 | 82.2 | 82.2 | 82.2 | 82.2 | 82.2 | 82.2 | 82.2 | 82.2 | 82.2 | 82.2 | 82.2 | 82.2
| MCINTOSH 7A | 82.2 | 82.2 | 82.2 | 82.2 | 82.2 | 82.2 | 82.2 | 82.2 | 82.2 | 82.2 | 82.2 | 82.2 | 82.2 | 82.2 | 82.2 | 82.2 | 82.2 | 82.2 | 82.2 | 82.2
| MCINTOSH 8A | 82.2 | 82.2 | 82.2 | 82.2 | 82.2 | 82.2 | 82.2 | 82.2 | 82.2 | 82.2 | 82.2 | 82.2 | 82.2 | 82.2 | 82.2 | 82.2 | 82.2 | 82.2 | 82.2 | 82.2
| MCMANUS 3A | 44.428 | 44.428 | 44.428 | 44.428 | 44.428 | 44.428 | 44.428 | 44.428 | 44.428 | 44.428 | 44.428 | 44.428 | 44.428 | 44.428 | 44.428 | 44.428 | 44.428 | 44.428 | 44.428 | 44.428
| MCMANUS 3B | 44.428 | 44.428 | 44.428 | 44.428 | 44.428 | 44.428 | 44.428 | 44.428 | 44.428 | 44.428 | 44.428 | 44.428 | 44.428 | 44.428 | 44.428 | 44.428 | 44.428 | 44.428 | 44.428 | 44.428
| MCMANUS 3C | 44.428 | 44.428 | 44.428 | 44.428 | 44.428 | 44.428 | 44.428 | 44.428 | 44.428 | 44.428 | 44.428 | 44.428 | 44.428 | 44.428 | 44.428 | 44.428 | 44.428 | 44.428 | 44.428 | 44.428
| MCMANUS 4A | 44.391 | 44.391 | 44.391 | 44.391 | 44.391 | 44.391 | 44.391 | 44.391 | 44.391 | 44.391 | 44.391 | 44.391 | 44.391 | 44.391 | 44.391 | 44.391 | 44.391 | 44.391 | 44.391 | 44.391
| MCMANUS 4B | 44.391 | 44.391 | 44.391 | 44.391 | 44.391 | 44.391 | 44.391 | 44.391 | 44.391 | 44.391 | 44.391 | 44.391 | 44.391 | 44.391 | 44.391 | 44.391 | 44.391 | 44.391 | 44.391 | 44.391
| MCMANUS 4C | 44.391 | 44.391 | 44.391 | 44.391 | 44.391 | 44.391 | 44.391 | 44.391 | 44.391 | 44.391 | 44.391 | 44.391 | 44.391 | 44.391 | 44.391 | 44.391 | 44.391 | 44.391 | 44.391 | 44.391
| MCMANUS 4D | 44.391 | 44.391 | 44.391 | 44.391 | 44.391 | 44.391 | 44.391 | 44.391 | 44.391 | 44.391 | 44.391 | 44.391 | 44.391 | 44.391 | 44.391 | 44.391 | 44.391 | 44.391 | 44.391 | 44.391
| MCMANUS 4E | 44.391 | 44.391 | 44.391 | 44.391 | 44.391 | 44.391 | 44.391 | 44.391 | 44.391 | 44.391 | 44.391 | 44.391 | 44.391 | 44.391 | 44.391 | 44.391 | 44.391 | 44.391 | 44.391 | 44.391
| MCMANUS 4F | 44.391 | 44.391 | 44.391 | 44.391 | 44.391 | 44.391 | 44.391 | 44.391 | 44.391 | 44.391 | 44.391 | 44.391 | 44.391 | 44.391 | 44.391 | 44.391 | 44.391 | 44.391 | 44.391 | 44.391
| MCMANUS DIESEL | 0 | 0 | 0 | 0 | 0 | 0 | 0 | 0 | 0 | 0 | 0 | 0 | 0 | 0 | 0 | 0 | 0 | 0 | 0 | 0
| WANSLEY 5A | 0 | 0 | 0 | 0 | 0 | 0 | 0 | 0 | 0 | 0 | 0 | 0 | 0 | 0 | 0 | 0 | 0 | 0 | 0 | 0
| WARNER ROBINS 1 | 80 | 80 | 80 | 80 | 80 | 80 | 80 | 80 | 80 | 80 | 80 | 80 | 80 | 80 | 80 | 80 | 80 | 80 | 80 | 80
| WARNER ROBINS 2 | 80 | 80 | 80 | 80 | 80 | 80 | 80 | 80 | 80 | 80 | 80 | 80 | 80 | 80 | 80 | 80 | 80 | 80 | 80 | 80
| WILSON 1A | 54.533 | 54.533 | 54.533 | 54.533 | 54.533 | 54.533 | 54.533 | 54.533 | 54.533 | 54.533 | 54.533 | 54.533 | 54.533 | 54.533 | 54.533 | 54.533 | 54.533 | 54.533 | 54.533 | 54.533
| WILSON 1B | 53.996 | 53.996 | 53.996 | 53.996 | 53.996 | 53.996 | 53.996 | 53.996 | 53.996 | 53.996 | 53.996 | 53.996 | 53.996 | 53.996 | 53.996 | 53.996 | 53.996 | 53.996 | 53.996 | 53.996
| WILSON 1C | 38.247 | 38.247 | 38.247 | 38.247 | 38.247 | 38.247 | 38.247 | 38.247 | 38.247 | 38.247 | 38.247 | 38.247 | 38.247 | 38.247 | 38.247 | 38.247 | 38.247 | 38.247 | 38.247 | 38.247
| WILSON 1D | 24.533 | 24.533 | 24.533 | 24.533 | 24.533 | 24.533 | 24.533 | 24.533 | 24.533 | 24.533 | 24.533 | 24.533 | 24.533 | 24.533 | 24.533 | 24.533 | 24.533 | 24.533 | 24.533 | 24.533
| WILSON 1E | 52.068 | 52.068 | 52.068 | 52.068 | 52.068 | 52.068 | 52.068 | 52.068 | 52.068 | 52.068 | 52.068 | 52.068 | 52.068 | 52.068 | 52.068 | 52.068 | 52.068 | 52.068 | 52.068 | 52.068
| WILSON 1F | 43.068 | 43.068 | 43.068 | 43.068 | 43.068 | 43.068 | 43.068 | 43.068 | 43.068 | 43.068 | 43.068 | 43.068 | 43.068 | 43.068 | 43.068 | 43.068 | 43.068 | 43.068 | 43.068 | 43.068
| WILSON DIESEL | 0 | 0 | 0 | 0 | 0 | 0 | 0 | 0 | 0 | 0 | 0 | 0 | 0 | 0 | 0 | 0 | 0 | 0 | 0 | 0
| YATES 10 | 0 | 0 | 0 | 441 | 441 | 441 | 441 | 441 | 441 | 441 | 441 | 441 | 441 | 441 | 441 | 441 | 441 | 441 | 441 | 441
| YATES 8 | 0 | 0 | 300 | 441 | 441 | 441 | 441 | 441 | 441 | 441 | 441 | 441 | 441 | 441 | 441 | 441 | 441 | 441 | 441 | 441
| YATES 9 | 0 | 0 | 300 | 441 | 441 | 441 | 441 | 441 | 441 | 441 | 441 | 441 | 441 | 441 | 441 | 441 | 441 | 441 | 441 | 441
Pump Storage |  | 403.2219 | 403.2219 | 403.2219 | 403.2219 | 403.2219 | 403.2219 | 403.2219 | 403.2219 | 403.2219 | 403.2219 | 403.2219 | 403.2219 | 403.2219 | 403.2219 | 403.2219 | 403.2219 | 403.2219 | 403.2219 | 403.2219 | 403.2219
| ROCKY MTN 1 PS | 63.3806 | 63.3806 | 63.3806 | 63.3806 | 63.3806 | 63.3806 | 63.3806 | 63.3806 | 63.3806 | 63.3806 | 63.3806 | 63.3806 | 63.3806 | 63.3806 | 63.3806 | 63.3806 | 63.3806 | 63.3806 | 63.3806 | 63.3806
| ROCKY MTN 2 PS | 63.3806 | 63.3806 | 63.3806 | 63.3806 | 63.3806 | 63.3806 | 63.3806 | 63.3806 | 63.3806 | 63.3806 | 63.3806 | 63.3806 | 63.3806 | 63.3806 | 63.3806 | 63.3806 | 63.3806 | 63.3806 | 63.3806 | 63.3806
| ROCKY MTN 3 PS | 63.3806 | 63.3806 | 63.3806 | 63.3806 | 63.3806 | 63.3806 | 63.3806 | 63.3806 | 63.3806 | 63.3806 | 63.3806 | 63.3806 | 63.3806 | 63.3806 | 63.3806 | 63.3806 | 63.3806 | 63.3806 | 63.3806 | 63.3806
| WALLACE DAM 1 PS | 53.27 | 53.27 | 53.27 | 53.27 | 53.27 | 53.27 | 53.27 | 53.27 | 53.27 | 53.27 | 53.27 | 53.27 | 53.27 | 53.27 | 53.27 | 53.27 | 53.27 | 53.27 | 53.27 | 53.27
| WALLACE DAM 2 PS | 53.27 | 53.27 | 53.27 | 53.27 | 53.27 | 53.27 | 53.27 | 53.27 | 53.27 | 53.27 | 53.27 | 53.27 | 53.27 | 53.27 | 53.27 | 53.27 | 53.27 | 53.27 | 53.27 | 53.27
| WALLACE DAM 5 PS | 53.27 | 53.27 | 53.27 | 53.27 | 53.27 | 53.27 | 53.27 | 53.27 | 53.27 | 53.27 | 53.27 | 53.27 | 53.27 | 53.27 | 53.27 | 53.27 | 53.27 | 53.27 | 53.27 | 53.27
| WALLACE DAM 6 PS | 53.27 | 53.27 | 53.27 | 53.27 | 53.27 | 53.27 | 53.27 | 53.27 | 53.27 | 53.27 | 53.27 | 53.27 | 53.27 | 53.27 | 53.27 | 53.27 | 53.27 | 53.27 | 53.27 | 53.27
Hydro |  | 687.57 | 687.57 | 693.48 | 693.48 | 693.48 | 693.48 | 693.48 | 693.48 | 693.48 | 693.48 | 693.48 | 693.48 | 693.48 | 693.48 | 693.48 | 693.48 | 693.48 | 693.48 | 693.48 | 693.48
| BARTLETT'S FERRY 1 HY | 16.41 | 16.41 | 16.41 | 16.41 | 16.41 | 16.41 | 16.41 | 16.41 | 16.41 | 16.41 | 16.41 | 16.41 | 16.41 | 16.41 | 16.41 | 16.41 | 16.41 | 16.41 | 16.41 | 16.41
| BARTLETT'S FERRY 2 HY | 16.41 | 16.41 | 16.41 | 16.41 | 16.41 | 16.41 | 16.41 | 16.41 | 16.41 | 16.41 | 16.41 | 16.41 | 16.41 | 16.41 | 16.41 | 16.41 | 16.41 | 16.41 | 16.41 | 16.41
| BARTLETT'S FERRY 3 HY | 16.41 | 16.41 | 16.41 | 16.41 | 16.41 | 16.41 | 16.41 | 16.41 | 16.41 | 16.41 | 16.41 | 16.41 | 16.41 | 16.41 | 16.41 | 16.41 | 16.41 | 16.41 | 16.41 | 16.41
| BARTLETT'S FERRY 4 HY | 21.88 | 21.88 | 21.88 | 21.88 | 21.88 | 21.88 | 21.88 | 21.88 | 21.88 | 21.88 | 21.88 | 21.88 | 21.88 | 21.88 | 21.88 | 21.88 | 21.88 | 21.88 | 21.88 | 21.88
| BARTLETT'S FERRY 5 HY | 59.09 | 59.09 | 59.09 | 59.09 | 59.09 | 59.09 | 59.09 | 59.09 | 59.09 | 59.09 | 59.09 | 59.09 | 59.09 | 59.09 | 59.09 | 59.09 | 59.09 | 59.09 | 59.09 | 59.09
| BARTLETT'S FERRY 6 HY | 59.09 | 59.09 | 59.09 | 59.09 | 59.09 | 59.09 | 59.09 | 59.09 | 59.09 | 59.09 | 59.09 | 59.09 | 59.09 | 59.09 | 59.09 | 59.09 | 59.09 | 59.09 | 59.09 | 59.09
| BURTON 1 HY | 4.75 | 4.75 | 4.75 | 4.75 | 4.75 | 4.75 | 4.75 | 4.75 | 4.75 | 4.75 | 4.75 | 4.75 | 4.75 | 4.75 | 4.75 | 4.75 | 4.75 | 4.75 | 4.75 | 4.75
| BURTON 2 HY | 4.75 | 4.75 | 4.75 | 4.75 | 4.75 | 4.75 | 4.75 | 4.75 | 4.75 | 4.75 | 4.75 | 4.75 | 4.75 | 4.75 | 4.75 | 4.75 | 4.75 | 4.75 | 4.75 | 4.75
| ESTATOAH 1 HY | 0 | 0 | 0 | 0 | 0 | 0 | 0 | 0 | 0 | 0 | 0 | 0 | 0 | 0 | 0 | 0 | 0 | 0 | 0 | 0
| FLINT RIVER 1 HY | 2.13 | 2.13 | 2.13 | 2.13 | 2.13 | 2.13 | 2.13 | 2.13 | 2.13 | 2.13 | 2.13 | 2.13 | 2.13 | 2.13 | 2.13 | 2.13 | 2.13 | 2.13 | 2.13 | 2.13
| FLINT RIVER 2 HY | 2.13 | 2.13 | 2.13 | 2.13 | 2.13 | 2.13 | 2.13 | 2.13 | 2.13 | 2.13 | 2.13 | 2.13 | 2.13 | 2.13 | 2.13 | 2.13 | 2.13 | 2.13 | 2.13 | 2.13
| FLINT RIVER 3 HY | 2.13 | 2.13 | 2.13 | 2.13 | 2.13 | 2.13 | 2.13 | 2.13 | 2.13 | 2.13 | 2.13 | 2.13 | 2.13 | 2.13 | 2.13 | 2.13 | 2.13 | 2.13 | 2.13 | 2.13
| GOAT ROCK 3 HY | 5.01 | 5.01 | 5.01 | 5.01 | 5.01 | 5.01 | 5.01 | 5.01 | 5.01 | 5.01 | 5.01 | 5.01 | 5.01 | 5.01 | 5.01 | 5.01 | 5.01 | 5.01 | 5.01 | 5.01
| GOAT ROCK 4 HY | 0 | 0 | 0 | 0 | 0 | 0 | 0 | 0 | 0 | 0 | 0 | 0 | 0 | 0 | 0 | 0 | 0 | 0 | 0 | 0
| GOAT ROCK 5 HY | 0 | 0 | 0 | 0 | 0 | 0 | 0 | 0 | 0 | 0 | 0 | 0 | 0 | 0 | 0 | 0 | 0 | 0 | 0 | 0
| GOAT ROCK 6 HY | 5.01 | 5.01 | 5.01 | 5.01 | 5.01 | 5.01 | 5.01 | 5.01 | 5.01 | 5.01 | 5.01 | 5.01 | 5.01 | 5.01 | 5.01 | 5.01 | 5.01 | 5.01 | 5.01 | 5.01
| GOAT ROCK 7 HY | 9.32 | 9.32 | 9.32 | 9.32 | 9.32 | 9.32 | 9.32 | 9.32 | 9.32 | 9.32 | 9.32 | 9.32 | 9.32 | 9.32 | 9.32 | 9.32 | 9.32 | 9.32 | 9.32 | 9.32
| GOAT ROCK 8 HY | 9.32 | 9.32 | 9.32 | 9.32 | 9.32 | 9.32 | 9.32 | 9.32 | 9.32 | 9.32 | 9.32 | 9.32 | 9.32 | 9.32 | 9.32 | 9.32 | 9.32 | 9.32 | 9.32 | 9.32
| LANGDALE 5 HY | 0 | 0 | 0 | 0 | 0 | 0 | 0 | 0 | 0 | 0 | 0 | 0 | 0 | 0 | 0 | 0 | 0 | 0 | 0 | 0
| LANGDALE 6 HY | 0 | 0 | 0 | 0 | 0 | 0 | 0 | 0 | 0 | 0 | 0 | 0 | 0 | 0 | 0 | 0 | 0 | 0 | 0 | 0
| LLOYD SHOALS 1 HY | 3.75 | 3.75 | 3.75 | 3.75 | 3.75 | 3.75 | 3.75 | 3.75 | 3.75 | 3.75 | 3.75 | 3.75 | 3.75 | 3.75 | 3.75 | 3.75 | 3.75 | 3.75 | 3.75 | 3.75
| LLOYD SHOALS 2 HY | 3.75 | 3.75 | 3.75 | 3.75 | 3.75 | 3.75 | 3.75 | 3.75 | 3.75 | 3.75 | 3.75 | 3.75 | 3.75 | 3.75 | 3.75 | 3.75 | 3.75 | 3.75 | 3.75 | 3.75
| LLOYD SHOALS 3 HY | 3.75 | 3.75 | 3.75 | 3.75 | 3.75 | 3.75 | 3.75 | 3.75 | 3.75 | 3.75 | 3.75 | 3.75 | 3.75 | 3.75 | 3.75 | 3.75 | 3.75 | 3.75 | 3.75 | 3.75
| LLOYD SHOALS 4 HY | 3.75 | 3.75 | 3.75 | 3.75 | 3.75 | 3.75 | 3.75 | 3.75 | 3.75 | 3.75 | 3.75 | 3.75 | 3.75 | 3.75 | 3.75 | 3.75 | 3.75 | 3.75 | 3.75 | 3.75
| LLOYD SHOALS 5 HY | 3.75 | 3.75 | 3.75 | 3.75 | 3.75 | 3.75 | 3.75 | 3.75 | 3.75 | 3.75 | 3.75 | 3.75 | 3.75 | 3.75 | 3.75 | 3.75 | 3.75 | 3.75 | 3.75 | 3.75
| LLOYD SHOALS 6 HY | 3.75 | 3.75 | 3.75 | 3.75 | 3.75 | 3.75 | 3.75 | 3.75 | 3.75 | 3.75 | 3.75 | 3.75 | 3.75 | 3.75 | 3.75 | 3.75 | 3.75 | 3.75 | 3.75 | 3.75
| MORGAN FALLS 1 HY | 1.54 | 1.54 | 1.54 | 1.54 | 1.54 | 1.54 | 1.54 | 1.54 | 1.54 | 1.54 | 1.54 | 1.54 | 1.54 | 1.54 | 1.54 | 1.54 | 1.54 | 1.54 | 1.54 | 1.54
| MORGAN FALLS 2 HY | 1.54 | 1.54 | 1.54 | 1.54 | 1.54 | 1.54 | 1.54 | 1.54 | 1.54 | 1.54 | 1.54 | 1.54 | 1.54 | 1.54 | 1.54 | 1.54 | 1.54 | 1.54 | 1.54 | 1.54
| MORGAN FALLS 3 HY | 0 | 0 | 0 | 0 | 0 | 0 | 0 | 0 | 0 | 0 | 0 | 0 | 0 | 0 | 0 | 0 | 0 | 0 | 0 | 0
| MORGAN FALLS 4 HY | 0 | 0 | 0 | 0 | 0 | 0 | 0 | 0 | 0 | 0 | 0 | 0 | 0 | 0 | 0 | 0 | 0 | 0 | 0 | 0
| MORGAN FALLS 5 HY | 1.54 | 1.54 | 1.54 | 1.54 | 1.54 | 1.54 | 1.54 | 1.54 | 1.54 | 1.54 | 1.54 | 1.54 | 1.54 | 1.54 | 1.54 | 1.54 | 1.54 | 1.54 | 1.54 | 1.54
| MORGAN FALLS 6 HY | 1.54 | 1.54 | 1.54 | 1.54 | 1.54 | 1.54 | 1.54 | 1.54 | 1.54 | 1.54 | 1.54 | 1.54 | 1.54 | 1.54 | 1.54 | 1.54 | 1.54 | 1.54 | 1.54 | 1.54
| MORGAN FALLS 7 HY | 1.54 | 1.54 | 1.54 | 1.54 | 1.54 | 1.54 | 1.54 | 1.54 | 1.54 | 1.54 | 1.54 | 1.54 | 1.54 | 1.54 | 1.54 | 1.54 | 1.54 | 1.54 | 1.54 | 1.54
| NACOOCHEE 1 HY | 3 | 3 | 3 | 3 | 3 | 3 | 3 | 3 | 3 | 3 | 3 | 3 | 3 | 3 | 3 | 3 | 3 | 3 | 3 | 3
| NACOOCHEE 2 HY | 3 | 3 | 3 | 3 | 3 | 3 | 3 | 3 | 3 | 3 | 3 | 3 | 3 | 3 | 3 | 3 | 3 | 3 | 3 | 3
| NORTH HIGHLANDS 1 HY | 10.69 | 10.69 | 10.69 | 10.69 | 10.69 | 10.69 | 10.69 | 10.69 | 10.69 | 10.69 | 10.69 | 10.69 | 10.69 | 10.69 | 10.69 | 10.69 | 10.69 | 10.69 | 10.69 | 10.69
| NORTH HIGHLANDS 2 HY | 10.69 | 10.69 | 10.69 | 10.69 | 10.69 | 10.69 | 10.69 | 10.69 | 10.69 | 10.69 | 10.69 | 10.69 | 10.69 | 10.69 | 10.69 | 10.69 | 10.69 | 10.69 | 10.69 | 10.69
| NORTH HIGHLANDS 3 HY | 10.69 | 10.69 | 10.69 | 10.69 | 10.69 | 10.69 | 10.69 | 10.69 | 10.69 | 10.69 | 10.69 | 10.69 | 10.69 | 10.69 | 10.69 | 10.69 | 10.69 | 10.69 | 10.69 | 10.69
| NORTH HIGHLANDS 4 HY | 2.32 | 2.32 | 2.32 | 2.32 | 2.32 | 2.32 | 2.32 | 2.32 | 2.32 | 2.32 | 2.32 | 2.32 | 2.32 | 2.32 | 2.32 | 2.32 | 2.32 | 2.32 | 2.32 | 2.32
| OLIVER 1 HY | 17.73 | 17.73 | 17.73 | 17.73 | 17.73 | 17.73 | 17.73 | 17.73 | 17.73 | 17.73 | 17.73 | 17.73 | 17.73 | 17.73 | 17.73 | 17.73 | 17.73 | 17.73 | 17.73 | 17.73
| OLIVER 2 HY | 17.73 | 17.73 | 17.73 | 17.73 | 17.73 | 17.73 | 17.73 | 17.73 | 17.73 | 17.73 | 17.73 | 17.73 | 17.73 | 17.73 | 17.73 | 17.73 | 17.73 | 17.73 | 17.73 | 17.73
| OLIVER 3 HY | 17.73 | 17.73 | 17.73 | 17.73 | 17.73 | 17.73 | 17.73 | 17.73 | 17.73 | 17.73 | 17.73 | 17.73 | 17.73 | 17.73 | 17.73 | 17.73 | 17.73 | 17.73 | 17.73 | 17.73
| OLIVER 4 HY | 0 | 0 | 5.91 | 5.91 | 5.91 | 5.91 | 5.91 | 5.91 | 5.91 | 5.91 | 5.91 | 5.91 | 5.91 | 5.91 | 5.91 | 5.91 | 5.91 | 5.91 | 5.91 | 5.91
| RIVERVIEW 1 HY | 0 | 0 | 0 | 0 | 0 | 0 | 0 | 0 | 0 | 0 | 0 | 0 | 0 | 0 | 0 | 0 | 0 | 0 | 0 | 0
| RIVERVIEW 2 HY | 0 | 0 | 0 | 0 | 0 | 0 | 0 | 0 | 0 | 0 | 0 | 0 | 0 | 0 | 0 | 0 | 0 | 0 | 0 | 0
| SINCLAIR 1 HY | 21.9 | 21.9 | 21.9 | 21.9 | 21.9 | 21.9 | 21.9 | 21.9 | 21.9 | 21.9 | 21.9 | 21.9 | 21.9 | 21.9 | 21.9 | 21.9 | 21.9 | 21.9 | 21.9 | 21.9
| SINCLAIR 2 HY | 21.9 | 21.9 | 21.9 | 21.9 | 21.9 | 21.9 | 21.9 | 21.9 | 21.9 | 21.9 | 21.9 | 21.9 | 21.9 | 21.9 | 21.9 | 21.9 | 21.9 | 21.9 | 21.9 | 21.9
| TALLULAH 1 HY | 12.15 | 12.15 | 12.15 | 12.15 | 12.15 | 12.15 | 12.15 | 12.15 | 12.15 | 12.15 | 12.15 | 12.15 | 12.15 | 12.15 | 12.15 | 12.15 | 12.15 | 12.15 | 12.15 | 12.15
| TALLULAH 2 HY | 12.15 | 12.15 | 12.15 | 12.15 | 12.15 | 12.15 | 12.15 | 12.15 | 12.15 | 12.15 | 12.15 | 12.15 | 12.15 | 12.15 | 12.15 | 12.15 | 12.15 | 12.15 | 12.15 | 12.15
| TALLULAH 3 HY | 12.15 | 12.15 | 12.15 | 12.15 | 12.15 | 12.15 | 12.15 | 12.15 | 12.15 | 12.15 | 12.15 | 12.15 | 12.15 | 12.15 | 12.15 | 12.15 | 12.15 | 12.15 | 12.15 | 12.15
| TALLULAH 4 HY | 12.15 | 12.15 | 12.15 | 12.15 | 12.15 | 12.15 | 12.15 | 12.15 | 12.15 | 12.15 | 12.15 | 12.15 | 12.15 | 12.15 | 12.15 | 12.15 | 12.15 | 12.15 | 12.15 | 12.15
| TALLULAH 5 HY | 12.15 | 12.15 | 12.15 | 12.15 | 12.15 | 12.15 | 12.15 | 12.15 | 12.15 | 12.15 | 12.15 | 12.15 | 12.15 | 12.15 | 12.15 | 12.15 | 12.15 | 12.15 | 12.15 | 12.15
| TALLULAH 6 HY | 12.15 | 12.15 | 12.15 | 12.15 | 12.15 | 12.15 | 12.15 | 12.15 | 12.15 | 12.15 | 12.15 | 12.15 | 12.15 | 12.15 | 12.15 | 12.15 | 12.15 | 12.15 | 12.15 | 12.15
| TERRORA 1 HY | 8.7 | 8.7 | 8.7 | 8.7 | 8.7 | 8.7 | 8.7 | 8.7 | 8.7 | 8.7 | 8.7 | 8.7 | 8.7 | 8.7 | 8.7 | 8.7 | 8.7 | 8.7 | 8.7 | 8.7
| TERRORA 2 HY | 8.7 | 8.7 | 8.7 | 8.7 | 8.7 | 8.7 | 8.7 | 8.7 | 8.7 | 8.7 | 8.7 | 8.7 | 8.7 | 8.7 | 8.7 | 8.7 | 8.7 | 8.7 | 8.7 | 8.7
| TUGALO 1 HY | 13.08 | 13.08 | 13.08 | 13.08 | 13.08 | 13.08 | 13.08 | 13.08 | 13.08 | 13.08 | 13.08 | 13.08 | 13.08 | 13.08 | 13.08 | 13.08 | 13.08 | 13.08 | 13.08 | 13.08
| TUGALO 2 HY | 13.08 | 13.08 | 13.08 | 13.08 | 13.08 | 13.08 | 13.08 | 13.08 | 13.08 | 13.08 | 13.08 | 13.08 | 13.08 | 13.08 | 13.08 | 13.08 | 13.08 | 13.08 | 13.08 | 13.08
| TUGALO 3 HY | 13.08 | 13.08 | 13.08 | 13.08 | 13.08 | 13.08 | 13.08 | 13.08 | 13.08 | 13.08 | 13.08 | 13.08 | 13.08 | 13.08 | 13.08 | 13.08 | 13.08 | 13.08 | 13.08 | 13.08
| TUGALO 4 HY | 13.08 | 13.08 | 13.08 | 13.08 | 13.08 | 13.08 | 13.08 | 13.08 | 13.08 | 13.08 | 13.08 | 13.08 | 13.08 | 13.08 | 13.08 | 13.08 | 13.08 | 13.08 | 13.08 | 13.08
| WALLACE DAM 3 HY | 57.41 | 57.41 | 57.41 | 57.41 | 57.41 | 57.41 | 57.41 | 57.41 | 57.41 | 57.41 | 57.41 | 57.41 | 57.41 | 57.41 | 57.41 | 57.41 | 57.41 | 57.41 | 57.41 | 57.41
| WALLACE DAM 4 HY | 57.41 | 57.41 | 57.41 | 57.41 | 57.41 | 57.41 | 57.41 | 57.41 | 57.41 | 57.41 | 57.41 | 57.41 | 57.41 | 57.41 | 57.41 | 57.41 | 57.41 | 57.41 | 57.41 | 57.41
| YONAH 1 HY | 9.57 | 9.57 | 9.57 | 9.57 | 9.57 | 9.57 | 9.57 | 9.57 | 9.57 | 9.57 | 9.57 | 9.57 | 9.57 | 9.57 | 9.57 | 9.57 | 9.57 | 9.57 | 9.57 | 9.57
| YONAH 2 HY | 9.57 | 9.57 | 9.57 | 9.57 | 9.57 | 9.57 | 9.57 | 9.57 | 9.57 | 9.57 | 9.57 | 9.57 | 9.57 | 9.57 | 9.57 | 9.57 | 9.57 | 9.57 | 9.57 | 9.57
| YONAH 3 HY | 9.57 | 9.57 | 9.57 | 9.57 | 9.57 | 9.57 | 9.57 | 9.57 | 9.57 | 9.57 | 9.57 | 9.57 | 9.57 | 9.57 | 9.57 | 9.57 | 9.57 | 9.57 | 9.57 | 9.57
Solar |  | 227.9492 | 227.9492 | 227.9492 | 227.9492 | 227.9492 | 233.8492 | 233.8492 | 233.8492 | 233.8492 | 233.8492 | 233.8492 | 233.8492 | 233.8492 | 233.8492 | 233.8492 | 233.8492 | 233.8492 | 233.8492 | 233.8492 | 233.8492
| COMMUNITY SOLAR - COMER | 1.404 | 1.404 | 1.404 | 1.404 | 1.404 | 1.404 | 1.404 | 1.404 | 1.404 | 1.404 | 1.404 | 1.404 | 1.404 | 1.404 | 1.404 | 1.404 | 1.404 | 1.404 | 1.404 | 1.404
| COMMUNITY SOLAR - GUYTON | 2.34 | 2.34 | 2.34 | 2.34 | 2.34 | 2.34 | 2.34 | 2.34 | 2.34 | 2.34 | 2.34 | 2.34 | 2.34 | 2.34 | 2.34 | 2.34 | 2.34 | 2.34 | 2.34 | 2.34
| COMMUNITY SOLAR - WAYNESBORO | 1.56 | 1.56 | 1.56 | 1.56 | 1.56 | 1.56 | 1.56 | 1.56 | 1.56 | 1.56 | 1.56 | 1.56 | 1.56 | 1.56 | 1.56 | 1.56 | 1.56 | 1.56 | 1.56 | 1.56
| FALCONS | 0.663 | 0.663 | 0.663 | 0.663 | 0.663 | 0.663 | 0.663 | 0.663 | 0.663 | 0.663 | 0.663 | 0.663 | 0.663 | 0.663 | 0.663 | 0.663 | 0.663 | 0.663 | 0.663 | 0.663
| FORT BENNING | 16.5 | 16.5 | 16.5 | 16.5 | 16.5 | 16.5 | 16.5 | 16.5 | 16.5 | 16.5 | 16.5 | 16.5 | 16.5 | 16.5 | 16.5 | 16.5 | 16.5 | 16.5 | 16.5 | 16.5
| FORT GORDON | 16.5 | 16.5 | 16.5 | 16.5 | 16.5 | 16.5 | 16.5 | 16.5 | 16.5 | 16.5 | 16.5 | 16.5 | 16.5 | 16.5 | 16.5 | 16.5 | 16.5 | 16.5 | 16.5 | 16.5
| FORT STEWART SOLAR | 16.5 | 16.5 | 16.5 | 16.5 | 16.5 | 16.5 | 16.5 | 16.5 | 16.5 | 16.5 | 16.5 | 16.5 | 16.5 | 16.5 | 16.5 | 16.5 | 16.5 | 16.5 | 16.5 | 16.5
| FORT VALLEY STATE UNIVERSITY | 7.02 | 7.02 | 7.02 | 7.02 | 7.02 | 7.02 | 7.02 | 7.02 | 7.02 | 7.02 | 7.02 | 7.02 | 7.02 | 7.02 | 7.02 | 7.02 | 7.02 | 7.02 | 7.02 | 7.02
| KINGS BAY SOLAR | 16.588 | 16.588 | 16.588 | 16.588 | 16.588 | 16.588 | 16.588 | 16.588 | 16.588 | 16.588 | 16.588 | 16.588 | 16.588 | 16.588 | 16.588 | 16.588 | 16.588 | 16.588 | 16.588 | 16.588
| MCINTOSH CLOSED ASH POND | 2.5 | 2.5 | 2.5 | 2.5 | 2.5 | 2.5 | 2.5 | 2.5 | 2.5 | 2.5 | 2.5 | 2.5 | 2.5 | 2.5 | 2.5 | 2.5 | 2.5 | 2.5 | 2.5 | 2.5
| MCLB | 17.138 | 17.138 | 17.138 | 17.138 | 17.138 | 17.138 | 17.138 | 17.138 | 17.138 | 17.138 | 17.138 | 17.138 | 17.138 | 17.138 | 17.138 | 17.138 | 17.138 | 17.138 | 17.138 | 17.138
| MOODY AFB | 32.175 | 32.175 | 32.175 | 32.175 | 32.175 | 32.175 | 32.175 | 32.175 | 32.175 | 32.175 | 32.175 | 32.175 | 32.175 | 32.175 | 32.175 | 32.175 | 32.175 | 32.175 | 32.175 | 32.175
| RIGHT OF WAY SOLAR | 0.52 | 0.52 | 0.52 | 0.52 | 0.52 | 0.52 | 0.52 | 0.52 | 0.52 | 0.52 | 0.52 | 0.52 | 0.52 | 0.52 | 0.52 | 0.52 | 0.52 | 0.52 | 0.52 | 0.52
| ROBINS AFB | 96 | 96 | 96 | 96 | 96 | 96 | 96 | 96 | 96 | 96 | 96 | 96 | 96 | 96 | 96 | 96 | 96 | 96 | 96 | 96
| UGA SOLAR | 0.5412 | 0.5412 | 0.5412 | 0.5412 | 0.5412 | 0.5412 | 0.5412 | 0.5412 | 0.5412 | 0.5412 | 0.5412 | 0.5412 | 0.5412 | 0.5412 | 0.5412 | 0.5412 | 0.5412 | 0.5412 | 0.5412 | 0.5412
| Unassigned Self-Build Solar | 0 | 0 | 0 | 0 | 0 | 5.9 | 5.9 | 5.9 | 5.9 | 5.9 | 5.9 | 5.9 | 5.9 | 5.9 | 5.9 | 5.9 | 5.9 | 5.9 | 5.9 | 5.9
System Sales |  | -839.83 | 2e-21 | 2e-21 | 2e-21 | 2e-21 | 2e-21 | 2e-21 | 2e-21 | 2e-21 | 2e-21 | 2e-21 | 2e-21 | 2e-21 | 2e-21 | 2e-21 | 2e-21 | 2e-21 | 2e-21 | 2e-21 | 2e-21
| SYSTEM SALE | -839.83 | 2e-21 | 2e-21 | 2e-21 | 2e-21 | 2e-21 | 2e-21 | 2e-21 | 2e-21 | 2e-21 | 2e-21 | 2e-21 | 2e-21 | 2e-21 | 2e-21 | 2e-21 | 2e-21 | 2e-21 | 2e-21 | 2e-21
Purchased Generating Capacity (MW) |  | 7410.4293 | 7522.4793 | 7521.9293 | 7446.0713 | 6981.0713 | 5054.6243 | 6081.5243 | 6081.5243 | 6025.7549 | 6011.2734 | 4294.2374 | 4166.0783 | 4007.5608 | 3783.2522 | 3782.9402 | 3473.9402 | 3421.9262 | 3412.2369 | 3406.9734 | 3404.1459
| 2019 IRP RENEWABLES - DG S2230 | 1.92 | 1.92 | 1.92 | 1.92 | 1.92 | 1.92 | 1.92 | 1.92 | 1.92 | 1.92 | 1.92 | 1.92 | 1.92 | 1.92 | 1.92 | 1.92 | 1.92 | 1.92 | 1.92 | 1.92
| 2019 IRP RENEWABLES - DG S2330 | 9.01 | 9.01 | 9.01 | 9.01 | 9.01 | 9.01 | 9.01 | 9.01 | 9.01 | 9.01 | 9.01 | 9.01 | 9.01 | 9.01 | 9.01 | 9.01 | 9.01 | 9.01 | 9.01 | 9.01
| 2019 IRP RENEWABLES - DG S2430 | 0.24 | 0.24 | 0.24 | 0.24 | 0.24 | 0.24 | 0.24 | 0.24 | 0.24 | 0.24 | 0.24 | 0.24 | 0.24 | 0.24 | 0.24 | 0.24 | 0.24 | 0.24 | 0.24 | 0.24
| 2019 IRP RENEWABLES - DG W2330 | 9.7384 | 9.7384 | 9.7384 | 9.7384 | 9.7384 | 9.7384 | 9.7384 | 9.7384 | 9.7384 | 9.7384 | 9.7384 | 9.7384 | 9.7384 | 9.7384 | 9.7384 | 9.7384 | 9.7384 | 9.7384 | 9.7384 | 9.7384
| 2019 IRP RENEWABLES - DG W2430 | 9.272 | 9.272 | 9.272 | 9.272 | 9.272 | 9.272 | 9.272 | 9.272 | 9.272 | 9.272 | 9.272 | 9.272 | 9.272 | 9.272 | 9.272 | 9.272 | 9.272 | 9.272 | 9.272 | 9.272
| 2022 IRP BIOMASS - AGE | 0 | 0 | 0 | 0 | 0 | 35 | 35 | 35 | 35 | 35 | 35 | 35 | 35 | 35 | 35 | 35 | 35 | 35 | 35 | 35
| 2022 IRP ESS RFP | 0 | 0 | 0 | 0 | 500 | 500 | 500 | 500 | 500 | 500 | 500 | 500 | 500 | 500 | 500 | 500 | 500 | 500 | 500 | 500
| 2022 IRP SOLAR DG RFP 1 | 19.8 | 19.8 | 19.8 | 19.8 | 19.8 | 19.8 | 19.8 | 19.8 | 19.8 | 19.8 | 19.8 | 19.8 | 19.8 | 19.8 | 19.8 | 19.8 | 19.8 | 19.8 | 19.8 | 19.8
| 2022 IRP SOLAR DG RFP 2 | 0 | 112.05 | 112.05 | 112.05 | 112.05 | 112.05 | 112.05 | 112.05 | 112.05 | 112.05 | 112.05 | 112.05 | 112.05 | 112.05 | 112.05 | 112.05 | 112.05 | 112.05 | 112.05 | 112.05
| 2022 IRP SOLAR US RFP 1 | 0 | 0 | 0 | 0 | 0 | 0 | 0 | 0 | 0 | 0 | 0 | 0 | 0 | 0 | 0 | 0 | 0 | 0 | 0 | 0
| 2022 IRP SOLAR US RFP 2 | 0 | 0 | 0 | 0 | 0 | 0 | 1026.9 | 1026.9 | 1026.9 | 1026.9 | 1026.9 | 1026.9 | 1026.9 | 1026.9 | 1026.9 | 1026.9 | 1026.9 | 1026.9 | 1026.9 | 1026.9
| 2022/2023 US - FLINT RIVER SOLAR | 90 | 90 | 90 | 90 | 90 | 90 | 90 | 90 | 90 | 90 | 90 | 90 | 90 | 90 | 90 | 90 | 90 | 90 | 90 | 90
| 2022/2023 US - TIMBERLAND SOLAR | 63 | 63 | 63 | 63 | 63 | 63 | 63 | 63 | 63 | 63 | 63 | 63 | 63 | 63 | 63 | 63 | 63 | 63 | 63 | 63
| 2022/2023 US - WADLEY SOLAR | 117 | 117 | 117 | 117 | 117 | 117 | 117 | 117 | 117 | 117 | 117 | 117 | 117 | 117 | 117 | 117 | 117 | 117 | 117 | 117
| 2022/2023 US - WASHINGTON COUNTY SOLAR | 67.5 | 67.5 | 67.5 | 67.5 | 67.5 | 67.5 | 67.5 | 67.5 | 67.5 | 67.5 | 67.5 | 67.5 | 67.5 | 67.5 | 67.5 | 67.5 | 67.5 | 67.5 | 67.5 | 67.5
| 2023 IRP UPDATE BESS RFP | 0 | 0 | 0 | 0 | 0 | 0 | 0 | 0 | 0 | 0 | 0 | 0 | 0 | 0 | 0 | 0 | 0 | 0 | 0 | 0
| ADDISON 1 (WEST GA) | 153.462 | 153.462 | 153.462 | 153.462 | 153.462 | 0 | 0 | 0 | 0 | 0 | 0 | 0 | 0 | 0 | 0 | 0 | 0 | 0 | 0 | 0
| ADDISON 3 (WEST GA) | 148.472 | 148.472 | 148.472 | 148.472 | 148.472 | 0 | 0 | 0 | 0 | 0 | 0 | 0 | 0 | 0 | 0 | 0 | 0 | 0 | 0 | 0
| ALBANY RENEWABLE ENERGY | 49.5 | 49.5 | 49.5 | 49.5 | 49.5 | 49.5 | 49.5 | 49.5 | 49.5 | 49.5 | 49.5 | 49.5 | 0 | 0 | 0 | 0 | 0 | 0 | 0 | 0
| ASI CLASSIC 210 MW - DG S1320 | 0.429 | 0.429 | 0.429 | 0.429 | 0.429 | 0.429 | 0.429 | 0.429 | 0 | 0 | 0 | 0 | 0 | 0 | 0 | 0 | 0 | 0 | 0 | 0
| ASI CLASSIC 210 MW - DG S1420 | 5.1095 | 5.1095 | 5.1095 | 5.1095 | 5.1095 | 5.1095 | 5.1095 | 5.1095 | 5.1095 | 0 | 0 | 0 | 0 | 0 | 0 | 0 | 0 | 0 | 0 | 0
| ASI CLASSIC 210 MW - DG S1520 | 15.7355 | 15.7355 | 15.7355 | 15.7355 | 15.7355 | 15.7355 | 15.7355 | 15.7355 | 15.7355 | 15.7355 | 0 | 0 | 0 | 0 | 0 | 0 | 0 | 0 | 0 | 0
| ASI CLASSIC 210 MW - DG S1620 | 1.3255 | 1.3255 | 1.3255 | 1.3255 | 1.3255 | 1.3255 | 1.3255 | 1.3255 | 1.3255 | 1.3255 | 1.3255 | 0 | 0 | 0 | 0 | 0 | 0 | 0 | 0 | 0
| ASI CLASSIC 210 MW - DG W1420 | 9.372 | 9.372 | 9.372 | 9.372 | 9.372 | 9.372 | 9.372 | 9.372 | 9.372 | 0 | 0 | 0 | 0 | 0 | 0 | 0 | 0 | 0 | 0 | 0
| ASI CLASSIC 210 MW - DG W1520 | 10.1585 | 10.1585 | 10.1585 | 10.1585 | 10.1585 | 10.1585 | 10.1585 | 10.1585 | 10.1585 | 10.1585 | 0 | 0 | 0 | 0 | 0 | 0 | 0 | 0 | 0 | 0
| ASI CLASSIC 210 MW - DG W1620 | 0.77055 | 0.77055 | 0.77055 | 0.77055 | 0.77055 | 0.77055 | 0.77055 | 0.77055 | 0.77055 | 0.77055 | 0.77055 | 0 | 0 | 0 | 0 | 0 | 0 | 0 | 0 | 0
| ASI CLASSIC 210 MW - US 1: DUBLIN SOLAR CENTER - DUBLIN | 2.652 | 2.652 | 2.652 | 2.652 | 2.652 | 2.652 | 2.652 | 2.652 | 2.652 | 2.652 | 0 | 0 | 0 | 0 | 0 | 0 | 0 | 0 | 0 | 0
| ASI CLASSIC 210 MW - US 1: RICHLAND SOLAR CENTER | 13 | 13 | 13 | 13 | 13 | 13 | 13 | 13 | 13 | 13 | 13 | 0 | 0 | 0 | 0 | 0 | 0 | 0 | 0 | 0
| ASI CLASSIC 210 MW - US 1: RINCON SOLAR CENTER | 10.4 | 10.4 | 10.4 | 10.4 | 10.4 | 10.4 | 10.4 | 10.4 | 10.4 | 10.4 | 10.4 | 10.4 | 0 | 0 | 0 | 0 | 0 | 0 | 0 | 0
| ASI CLASSIC 210 MW - US 2: BUTLER SOLAR FARM | 11 | 11 | 11 | 11 | 11 | 11 | 11 | 11 | 11 | 11 | 11 | 0 | 0 | 0 | 0 | 0 | 0 | 0 | 0 | 0
| ASI CLASSIC 210 MW - US 2: DECATUR COUNTY SOLAR PROJECT | 12.285 | 12.285 | 12.285 | 12.285 | 12.285 | 12.285 | 12.285 | 12.285 | 12.285 | 12.285 | 12.285 | 0 | 0 | 0 | 0 | 0 | 0 | 0 | 0 | 0
| ASI CLASSIC 210 MW - US 2: HECATE ENERGY - OLD MIDVILLE RD LLC | 13 | 13 | 13 | 13 | 13 | 13 | 13 | 13 | 13 | 13 | 13 | 13 | 0 | 0 | 0 | 0 | 0 | 0 | 0 | 0
| ASI CLASSIC 210 MW - US 2: SOLAR GLYNN | 9.724 | 9.724 | 9.724 | 9.724 | 9.724 | 9.724 | 9.724 | 9.724 | 9.724 | 9.724 | 9.724 | 9.724 | 0 | 0 | 0 | 0 | 0 | 0 | 0 | 0
| ASI PRIME 525 MW - DG S1625 | 0.066 | 0.066 | 0.066 | 0.066 | 0.066 | 0.066 | 0.066 | 0.066 | 0.066 | 0.066 | 0.066 | 0.066 | 0.066 | 0.066 | 0.066 | 0.066 | 0 | 0 | 0 | 0
| ASI PRIME 525 MW - DG S1635 | 0.176 | 0.176 | 0.176 | 0.176 | 0.176 | 0.176 | 0.176 | 0.176 | 0.176 | 0.176 | 0.176 | 0.176 | 0.176 | 0.176 | 0.176 | 0.176 | 0.176 | 0.176 | 0.176 | 0.176
| ASI PRIME 525 MW - DG S1725 | 2.2149 | 2.2149 | 2.2149 | 2.2149 | 2.2149 | 2.2149 | 2.2149 | 2.2149 | 2.2149 | 2.2149 | 2.2149 | 2.2149 | 2.2149 | 2.2149 | 2.2149 | 2.2149 | 2.2149 | 0 | 0 | 0
| ASI PRIME 525 MW - DG S1730 | 3.355 | 3.355 | 3.355 | 3.355 | 3.355 | 3.355 | 3.355 | 3.355 | 3.355 | 3.355 | 3.355 | 3.355 | 3.355 | 3.355 | 3.355 | 3.355 | 3.355 | 3.355 | 3.355 | 3.355
| ASI PRIME 525 MW - DG S1735 | 3.861 | 3.861 | 3.861 | 3.861 | 3.861 | 3.861 | 3.861 | 3.861 | 3.861 | 3.861 | 3.861 | 3.861 | 3.861 | 3.861 | 3.861 | 3.861 | 3.861 | 3.861 | 3.861 | 3.861
| ASI PRIME 525 MW - DG S1815 | 0.09295 | 0.09295 | 0.09295 | 0.09295 | 0.09295 | 0.09295 | 0.09295 | 0.09295 | 0 | 0 | 0 | 0 | 0 | 0 | 0 | 0 | 0 | 0 | 0 | 0
| ASI PRIME 525 MW - DG S1820 | 0.00165 | 0.00165 | 0.00165 | 0.00165 | 0.00165 | 0.00165 | 0.00165 | 0.00165 | 0.00165 | 0.00165 | 0.00165 | 0.00165 | 0.00165 | 0 | 0 | 0 | 0 | 0 | 0 | 0
| ASI PRIME 525 MW - DG S1825 | 0.165 | 0.165 | 0.165 | 0.165 | 0.165 | 0.165 | 0.165 | 0.165 | 0.165 | 0.165 | 0.165 | 0.165 | 0.165 | 0.165 | 0.165 | 0.165 | 0.165 | 0.165 | 0 | 0
| ASI PRIME 525 MW - DG S1835 | 0.033 | 0.033 | 0.033 | 0.033 | 0.033 | 0.033 | 0.033 | 0.033 | 0.033 | 0.033 | 0.033 | 0.033 | 0.033 | 0.033 | 0.033 | 0.033 | 0.033 | 0.033 | 0 | 0
| ASI PRIME 525 MW - DG W1725 | 7.4745 | 7.4745 | 7.4745 | 7.4745 | 7.4745 | 7.4745 | 7.4745 | 7.4745 | 7.4745 | 7.4745 | 7.4745 | 7.4745 | 7.4745 | 7.4745 | 7.4745 | 7.4745 | 7.4745 | 0 | 0 | 0
| ASI PRIME 525 MW - DG W1730 | 3.3275 | 3.3275 | 3.3275 | 3.3275 | 3.3275 | 3.3275 | 3.3275 | 3.3275 | 3.3275 | 3.3275 | 3.3275 | 3.3275 | 3.3275 | 3.3275 | 3.3275 | 3.3275 | 3.3275 | 3.3275 | 3.3275 | 3.3275
| ASI PRIME 525 MW - DG W1735 | 1.034 | 1.034 | 1.034 | 1.034 | 1.034 | 1.034 | 1.034 | 1.034 | 1.034 | 1.034 | 1.034 | 1.034 | 1.034 | 1.034 | 1.034 | 1.034 | 1.034 | 1.034 | 1.034 | 1.034
| ASI PRIME 525 MW - DG W1815 | 0.2475 | 0.2475 | 0.2475 | 0.2475 | 0.2475 | 0.2475 | 0.2475 | 0.2475 | 0 | 0 | 0 | 0 | 0 | 0 | 0 | 0 | 0 | 0 | 0 | 0
| ASI PRIME 525 MW - DG W1820 | 0.165 | 0.165 | 0.165 | 0.165 | 0.165 | 0.165 | 0.165 | 0.165 | 0.165 | 0.165 | 0.165 | 0.165 | 0.165 | 0 | 0 | 0 | 0 | 0 | 0 | 0
| ASI PRIME 525 MW - DG W1825 | 5.0655 | 5.0655 | 5.0655 | 5.0655 | 5.0655 | 5.0655 | 5.0655 | 5.0655 | 5.0655 | 5.0655 | 5.0655 | 5.0655 | 5.0655 | 5.0655 | 5.0655 | 5.0655 | 5.0655 | 5.0655 | 0 | 0
| ASI PRIME 525 MW - DG W1830 | 12.3145 | 12.3145 | 12.3145 | 12.3145 | 12.3145 | 12.3145 | 12.3145 | 12.3145 | 12.3145 | 12.3145 | 12.3145 | 12.3145 | 12.3145 | 12.3145 | 12.3145 | 12.3145 | 12.3145 | 12.3145 | 12.3145 | 12.3145
| ASI PRIME 525 MW - DG W1835 | 3.454 | 3.454 | 3.454 | 3.454 | 3.454 | 3.454 | 3.454 | 3.454 | 3.454 | 3.454 | 3.454 | 3.454 | 3.454 | 3.454 | 3.454 | 3.454 | 3.454 | 3.454 | 3.454 | 3.454
| ASI PRIME 525 MW - US 1: BUTLER SOLAR | 65 | 65 | 65 | 65 | 65 | 65 | 65 | 65 | 65 | 65 | 65 | 65 | 65 | 65 | 65 | 65 | 65 | 65 | 65 | 65
| ASI PRIME 525 MW - US 1: DECATUR PARKWAY SOLAR PROJECT | 51.948 | 51.948 | 51.948 | 51.948 | 51.948 | 51.948 | 51.948 | 51.948 | 51.948 | 51.948 | 51.948 | 51.948 | 51.948 | 51.948 | 51.948 | 51.948 | 0 | 0 | 0 | 0
| ASI PRIME 525 MW - US 1: PAWPAW SOLAR | 19.5 | 19.5 | 19.5 | 19.5 | 19.5 | 19.5 | 19.5 | 19.5 | 19.5 | 19.5 | 19.5 | 19.5 | 19.5 | 19.5 | 19.5 | 19.5 | 19.5 | 19.5 | 19.5 | 19.5
| ASI PRIME 525 MW - US 2: LIVE OAK SOLAR | 28.05 | 28.05 | 28.05 | 28.05 | 28.05 | 28.05 | 28.05 | 28.05 | 28.05 | 28.05 | 28.05 | 28.05 | 28.05 | 28.05 | 28.05 | 28.05 | 28.05 | 28.05 | 28.05 | 28.05
| ASI PRIME 525 MW - US 2: WHITE OAK SOLAR | 42.075 | 42.075 | 42.075 | 42.075 | 42.075 | 42.075 | 42.075 | 42.075 | 42.075 | 42.075 | 42.075 | 42.075 | 42.075 | 42.075 | 42.075 | 42.075 | 42.075 | 42.075 | 42.075 | 42.075
| ASI PRIME 525 MW - US 2: WHITE PINE SOLAR | 55.6875 | 55.6875 | 55.6875 | 55.6875 | 55.6875 | 55.6875 | 55.6875 | 55.6875 | 55.6875 | 55.6875 | 55.6875 | 55.6875 | 55.6875 | 55.6875 | 55.6875 | 55.6875 | 55.6875 | 55.6875 | 55.6875 | 55.6875
| AXIUM US SOLAR HOLDINGS (SD&D) | 0.55 | 0.55 | 0 | 0 | 0 | 0 | 0 | 0 | 0 | 0 | 0 | 0 | 0 | 0 | 0 | 0 | 0 | 0 | 0 | 0
| BLUE CANYON | 71 | 71 | 71 | 71 | 71 | 71 | 71 | 71 | 71 | 71 | 71 | 0 | 0 | 0 | 0 | 0 | 0 | 0 | 0 | 0
| CCSP DG - ONLINE | 0.225 | 0.225 | 0.225 | 0.225 | 0.225 | 0.225 | 0.225 | 0.225 | 0.225 | 0.225 | 0.225 | 0.225 | 0.225 | 0.225 | 0.225 | 0.225 | 0.225 | 0.225 | 0.225 | 0.225
| CCSP DG - REMAINING | 3.525 | 3.525 | 3.525 | 3.525 | 3.525 | 3.525 | 3.525 | 3.525 | 3.525 | 3.525 | 3.525 | 3.525 | 3.525 | 3.525 | 3.525 | 3.525 | 3.525 | 3.525 | 3.525 | 3.525
| COCA-COLA | 6.3 | 6.3 | 6.3 | 6.3 | 6.3 | 6.3 | 6.3 | 6.3 | 6.3 | 6.3 | 6.3 | 0 | 0 | 0 | 0 | 0 | 0 | 0 | 0 | 0
| CONYERS RENEWABLE ENERGY | 3.077 | 3.077 | 3.077 | 3.077 | 3.077 | 3.077 | 3.077 | 3.077 | 3.077 | 3.077 | 3.077 | 3.077 | 0 | 0 | 0 | 0 | 0 | 0 | 0 | 0
| DAHLBERG 1 | 0 | 0 | 0 | 74.73 | 74.73 | 74.73 | 74.73 | 74.73 | 74.73 | 74.73 | 74.73 | 74.73 | 74.73 | 0 | 0 | 0 | 0 | 0 | 0 | 0
| DAHLBERG 10 | 75.211 | 75.211 | 75.211 | 75.211 | 75.211 | 75.211 | 75.211 | 75.211 | 75.211 | 75.211 | 0 | 0 | 0 | 0 | 0 | 0 | 0 | 0 | 0 | 0
| DAHLBERG 2 | 74.12 | 74.12 | 74.12 | 74.12 | 74.12 | 74.12 | 74.12 | 74.12 | 74.12 | 74.12 | 0 | 0 | 0 | 0 | 0 | 0 | 0 | 0 | 0 | 0
| DAHLBERG 3 | 0 | 0 | 0 | 74.677 | 74.677 | 74.677 | 74.677 | 74.677 | 74.677 | 74.677 | 74.677 | 74.677 | 74.677 | 0 | 0 | 0 | 0 | 0 | 0 | 0
| DAHLBERG 4 | 73.888 | 73.888 | 73.888 | 73.888 | 73.888 | 0 | 0 | 0 | 0 | 0 | 0 | 0 | 0 | 0 | 0 | 0 | 0 | 0 | 0 | 0
| DAHLBERG 5 | 0 | 0 | 0 | 74.735 | 74.735 | 74.735 | 74.735 | 74.735 | 74.735 | 74.735 | 74.735 | 74.735 | 74.735 | 0 | 0 | 0 | 0 | 0 | 0 | 0
| DAHLBERG 6 | 75.057 | 75.057 | 75.057 | 75.057 | 75.057 | 75.057 | 75.057 | 75.057 | 75.057 | 75.057 | 0 | 0 | 0 | 0 | 0 | 0 | 0 | 0 | 0 | 0
| DAHLBERG 8 | 74.159 | 74.159 | 74.159 | 74.159 | 74.159 | 74.159 | 74.159 | 74.159 | 74.159 | 74.159 | 0 | 0 | 0 | 0 | 0 | 0 | 0 | 0 | 0 | 0
| DAHLBERG 9 | 75.143 | 75.143 | 75.143 | 75.143 | 75.143 | 75.143 | 75.143 | 75.143 | 75.143 | 75.143 | 0 | 0 | 0 | 0 | 0 | 0 | 0 | 0 | 0 | 0
| EXELON HEARD 1 | 157.5 | 157.5 | 157.5 | 157.5 | 157.5 | 0 | 0 | 0 | 0 | 0 | 0 | 0 | 0 | 0 | 0 | 0 | 0 | 0 | 0 | 0
| EXELON HEARD 2 | 157.5 | 157.5 | 157.5 | 157.5 | 157.5 | 0 | 0 | 0 | 0 | 0 | 0 | 0 | 0 | 0 | 0 | 0 | 0 | 0 | 0 | 0
| EXELON HEARD 3 | 157.5 | 157.5 | 157.5 | 157.5 | 157.5 | 0 | 0 | 0 | 0 | 0 | 0 | 0 | 0 | 0 | 0 | 0 | 0 | 0 | 0 | 0
| EXELON HEARD 4 | 157.5 | 157.5 | 157.5 | 157.5 | 157.5 | 0 | 0 | 0 | 0 | 0 | 0 | 0 | 0 | 0 | 0 | 0 | 0 | 0 | 0 | 0
| EXELON HEARD 5 | 157.5 | 157.5 | 157.5 | 157.5 | 157.5 | 0 | 0 | 0 | 0 | 0 | 0 | 0 | 0 | 0 | 0 | 0 | 0 | 0 | 0 | 0
| EXELON HEARD 6 | 157.5 | 157.5 | 157.5 | 157.5 | 157.5 | 0 | 0 | 0 | 0 | 0 | 0 | 0 | 0 | 0 | 0 | 0 | 0 | 0 | 0 | 0
| GEORGIA RENEWABLE POWER FRANKLIN LLC | 58 | 58 | 58 | 58 | 58 | 58 | 58 | 58 | 58 | 58 | 58 | 58 | 58 | 58 | 58 | 58 | 58 | 58 | 58 | 58
| GEORGIA RENEWABLE POWER MADISON | 58 | 58 | 58 | 58 | 58 | 58 | 58 | 58 | 58 | 58 | 58 | 58 | 58 | 58 | 58 | 58 | 58 | 58 | 58 | 58
| GREEN POWER SOLUTIONS | 29 | 29 | 29 | 29 | 29 | 29 | 29 | 29 | 29 | 29 | 0 | 0 | 0 | 0 | 0 | 0 | 0 | 0 | 0 | 0
| HARRIS 1 | 640.625 | 640.625 | 640.625 | 640.625 | 640.625 | 0 | 0 | 0 | 0 | 0 | 0 | 0 | 0 | 0 | 0 | 0 | 0 | 0 | 0 | 0
| HARRIS 2 | 660.4 | 660.4 | 660.4 | 660.4 | 660.4 | 660.4 | 660.4 | 660.4 | 660.4 | 660.4 | 0 | 0 | 0 | 0 | 0 | 0 | 0 | 0 | 0 | 0
| INTERNATIONAL PAPER - FLINT RIVER | 26.8974 | 26.8974 | 26.8974 | 26.8974 | 26.8974 | 26.8974 | 26.8974 | 26.8974 | 26.8974 | 26.8974 | 26.8974 | 26.8974 | 0 | 0 | 0 | 0 | 0 | 0 | 0 | 0
| INTERNATIONAL PAPER - PORT WENTWORTH | 29.5191 | 29.5191 | 29.5191 | 29.5191 | 29.5191 | 29.5191 | 29.5191 | 29.5191 | 29.5191 | 29.5191 | 29.5191 | 29.5191 | 0 | 0 | 0 | 0 | 0 | 0 | 0 | 0
| LSS 50 MW - HSH PEMBROOKE | 0.55 | 0.55 | 0.55 | 0.55 | 0.55 | 0.55 | 0.55 | 0.55 | 0.55 | 0.55 | 0 | 0 | 0 | 0 | 0 | 0 | 0 | 0 | 0 | 0
| LSS 50 MW - SIMON SOLAR FARM | 16.5 | 16.5 | 16.5 | 16.5 | 16.5 | 16.5 | 16.5 | 16.5 | 16.5 | 16.5 | 0 | 0 | 0 | 0 | 0 | 0 | 0 | 0 | 0 | 0
| LSS 50 MW - SOLAR D&D CAMILLA | 8.8 | 8.8 | 8.8 | 8.8 | 8.8 | 8.8 | 8.8 | 8.8 | 8.8 | 8.8 | 0 | 0 | 0 | 0 | 0 | 0 | 0 | 0 | 0 | 0
| LSS 50 MW - SOLAR D&D CAMP (MERIWETHER COUNTY) | 1.65 | 1.65 | 1.65 | 1.65 | 1.65 | 1.65 | 1.65 | 1.65 | 1.65 | 1.65 | 0 | 0 | 0 | 0 | 0 | 0 | 0 | 0 | 0 | 0
| MAS GEORGIA LFG - OAK GROVE | 6.178 | 6.178 | 6.178 | 6.178 | 6.178 | 6.178 | 6.178 | 6.178 | 6.178 | 6.178 | 6.178 | 0 | 0 | 0 | 0 | 0 | 0 | 0 | 0 | 0
| MAS GEORGIA LFG - PINE RIDGE | 6.3 | 6.3 | 6.3 | 6.3 | 6.3 | 6.3 | 6.3 | 6.3 | 6.3 | 6.3 | 6.3 | 0 | 0 | 0 | 0 | 0 | 0 | 0 | 0 | 0
| MAS GEORGIA LFG - RICHLAND CREEK | 10.4 | 10.4 | 10.4 | 10.4 | 10.4 | 10.4 | 10.4 | 10.4 | 10.4 | 10.4 | 10.4 | 10.4 | 0 | 0 | 0 | 0 | 0 | 0 | 0 | 0
| MID-GEORGIA COGEN | 300 | 300 | 300 | 0 | 0 | 0 | 0 | 0 | 0 | 0 | 0 | 0 | 0 | 0 | 0 | 0 | 0 | 0 | 0 | 0
| MONROE POWER | 309 | 309 | 309 | 309 | 309 | 309 | 309 | 309 | 309 | 309 | 309 | 309 | 309 | 309 | 309 | 0 | 0 | 0 | 0 | 0
| MPC PPA | 750 | 750 | 750 | 750 | 0 | 0 | 0 | 0 | 0 | 0 | 0 | 0 | 0 | 0 | 0 | 0 | 0 | 0 | 0 | 0
| PIEDMONT GREEN POWER | 55 | 55 | 55 | 55 | 55 | 55 | 55 | 55 | 0 | 0 | 0 | 0 | 0 | 0 | 0 | 0 | 0 | 0 | 0 | 0
| REDI 1400 MW - C&I: DOUGHERTY COUNTY SOLAR | 78 | 78 | 78 | 78 | 78 | 78 | 78 | 78 | 78 | 78 | 78 | 78 | 78 | 78 | 78 | 78 | 78 | 78 | 78 | 78
| REDI 1400 MW - C&I: TANGLEWOOD SOLAR | 37.375 | 37.375 | 37.375 | 37.375 | 37.375 | 37.375 | 37.375 | 37.375 | 37.375 | 37.375 | 37.375 | 37.375 | 37.375 | 37.375 | 37.375 | 37.375 | 37.375 | 37.375 | 37.375 | 37.375
| REDI 1400 MW - DG CS S1920 | 0.312 | 0.312 | 0.312 | 0.312 | 0.312 | 0.312 | 0.312 | 0.312 | 0.312 | 0.312 | 0.312 | 0.312 | 0.312 | 0.312 | 0 | 0 | 0 | 0 | 0 | 0
| REDI 1400 MW - DG CS S1925 | 1.781 | 1.781 | 1.781 | 1.781 | 1.781 | 1.781 | 1.781 | 1.781 | 1.781 | 1.781 | 1.781 | 1.781 | 1.781 | 1.781 | 1.781 | 1.781 | 1.781 | 1.781 | 1.781 | 0
| REDI 1400 MW - DG CS S1930 | 3.8285 | 3.8285 | 3.8285 | 3.8285 | 3.8285 | 3.8285 | 3.8285 | 3.8285 | 3.8285 | 3.8285 | 3.8285 | 3.8285 | 3.8285 | 3.8285 | 3.8285 | 3.8285 | 3.8285 | 3.8285 | 3.8285 | 3.8285
| REDI 1400 MW - DG CS S1935 | 9.126 | 9.126 | 9.126 | 9.126 | 9.126 | 9.126 | 9.126 | 9.126 | 9.126 | 9.126 | 9.126 | 9.126 | 9.126 | 9.126 | 9.126 | 9.126 | 9.126 | 9.126 | 9.126 | 9.126
| REDI 1400 MW - DG CS W1925 | 1.0465 | 1.0465 | 1.0465 | 1.0465 | 1.0465 | 1.0465 | 1.0465 | 1.0465 | 1.0465 | 1.0465 | 1.0465 | 1.0465 | 1.0465 | 1.0465 | 1.0465 | 1.0465 | 1.0465 | 1.0465 | 1.0465 | 0
| REDI 1400 MW - DG CS W1930 | 0.39 | 0.39 | 0.39 | 0.39 | 0.39 | 0.39 | 0.39 | 0.39 | 0.39 | 0.39 | 0.39 | 0.39 | 0.39 | 0.39 | 0.39 | 0.39 | 0.39 | 0.39 | 0.39 | 0.39
| REDI 1400 MW - DG CS W1935 | 6.8965 | 6.8965 | 6.8965 | 6.8965 | 6.8965 | 6.8965 | 6.8965 | 6.8965 | 6.8965 | 6.8965 | 6.8965 | 6.8965 | 6.8965 | 6.8965 | 6.8965 | 6.8965 | 6.8965 | 6.8965 | 6.8965 | 6.8965
| REDI 1400 MW - DG S2030 | 1.0995 | 1.0995 | 1.0995 | 1.0995 | 1.0995 | 1.0995 | 1.0995 | 1.0995 | 1.0995 | 1.0995 | 1.0995 | 1.0995 | 1.0995 | 1.0995 | 1.0995 | 1.0995 | 1.0995 | 1.0995 | 1.0995 | 1.0995
| REDI 1400 MW - DG S2035 | 41.4205 | 41.4205 | 41.4205 | 41.4205 | 41.4205 | 41.4205 | 41.4205 | 41.4205 | 41.4205 | 41.4205 | 41.4205 | 41.4205 | 41.4205 | 41.4205 | 41.4205 | 41.4205 | 41.4205 | 41.4205 | 41.4205 | 41.4205
| REDI 1400 MW - DG W2030 | 1.375 | 1.375 | 1.375 | 1.375 | 1.375 | 1.375 | 1.375 | 1.375 | 1.375 | 1.375 | 1.375 | 1.375 | 1.375 | 1.375 | 1.375 | 1.375 | 1.375 | 1.375 | 1.375 | 1.375
| REDI 1400 MW - DG W2035 | 3.795 | 3.795 | 3.795 | 3.795 | 3.795 | 3.795 | 3.795 | 3.795 | 3.795 | 3.795 | 3.795 | 3.795 | 3.795 | 3.795 | 3.795 | 3.795 | 3.795 | 3.795 | 3.795 | 3.795
| REDI 1400 MW - US 1: QUITMAN SOLAR | 112.5 | 112.5 | 112.5 | 112.5 | 112.5 | 112.5 | 112.5 | 112.5 | 112.5 | 112.5 | 112.5 | 112.5 | 112.5 | 112.5 | 112.5 | 112.5 | 112.5 | 112.5 | 112.5 | 112.5
| REDI 1400 MW - US 1: SOUTHERN OAK SOLAR | 120 | 120 | 120 | 120 | 120 | 120 | 120 | 120 | 120 | 120 | 120 | 120 | 120 | 120 | 120 | 120 | 120 | 120 | 120 | 120
| REDI 1400 MW - US 1: TWIGGS COUNTY SOLAR | 150 | 150 | 150 | 150 | 150 | 150 | 150 | 150 | 150 | 150 | 150 | 150 | 150 | 150 | 150 | 150 | 150 | 150 | 150 | 150
| REDI 1400 MW - US 2: COOL SPRINGS | 159.75 | 159.75 | 159.75 | 159.75 | 159.75 | 159.75 | 159.75 | 159.75 | 159.75 | 159.75 | 159.75 | 159.75 | 159.75 | 159.75 | 159.75 | 159.75 | 159.75 | 159.75 | 159.75 | 159.75
| REDI 1400 MW - US 2: HICKORY PARK | 146.625 | 146.625 | 146.625 | 146.625 | 146.625 | 146.625 | 146.625 | 146.625 | 146.625 | 146.625 | 146.625 | 146.625 | 146.625 | 146.625 | 146.625 | 146.625 | 146.625 | 146.625 | 146.625 | 146.625
| REDI 1400 MW - US 2: QUITMAN II | 112.5 | 112.5 | 112.5 | 112.5 | 112.5 | 112.5 | 112.5 | 112.5 | 112.5 | 112.5 | 112.5 | 112.5 | 112.5 | 112.5 | 112.5 | 112.5 | 112.5 | 112.5 | 112.5 | 112.5
| REDI CS2 | 0.45 | 0.45 | 0.45 | 0.45 | 0.45 | 0.45 | 0.45 | 0.45 | 0.45 | 0.45 | 0.45 | 0.45 | 0.45 | 0.45 | 0.45 | 0.45 | 0.45 | 0.45 | 0.45 | 0.45
| SANTA ROSA | 215 | 215 | 215 | 215 | 0 | 0 | 0 | 0 | 0 | 0 | 0 | 0 | 0 | 0 | 0 | 0 | 0 | 0 | 0 | 0
| SUPERIOR - WASTE MANAGEMENT | 6 | 6 | 6 | 6 | 6 | 6 | 6 | 6 | 6 | 6 | 6 | 6 | 0 | 0 | 0 | 0 | 0 | 0 | 0 | 0
| WALTON COUNTY | 0 | 0 | 0 | 0 | 0 | 0 | 0 | 0 | 0 | 0 | 0 | 0 | 0 | 0 | 0 | 0 | 0 | 0 | 0 | 0
| WANSLEY 6 | 0 | 0 | 0 | 0 | 0 | 0 | 0 | 0 | 0 | 0 | 0 | 0 | 0 | 0 | 0 | 0 | 0 | 0 | 0 | 0
| WANSLEY 7 | 597.9 | 597.9 | 597.9 | 597.9 | 597.9 | 597.9 | 597.9 | 597.9 | 597.9 | 597.9 | 0 | 0 | 0 | 0 | 0 | 0 | 0 | 0 | 0 | 0
| WASHINGTON COUNTY | 0 | 0 | 0 | 0 | 0 | 0 | 0 | 0 | 0 | 0 | 0 | 0 | 0 | 0 | 0 | 0 | 0 | 0 | 0 | 0
Dispatchable DSOs (MW) |  | 728.6535 | 735.1331 | 739.455 | 738.6366 | 741.9227 | 745.6829 | 751.1857 | 754.3047 | 758.6337 | 763.0147 | 766.1319 | 770.3192 | 776.6281 | 782.7856 | 789.1233 | 803.0179 | 813.3633 | 824.3544 | 835.4639 | 846.1415
| CVR Level 1 | 231.1893 | 234.4291 | 236.59 | 236.1808 | 237.8238 | 239.704 | 242.4554 | 244.0149 | 246.1794 | 248.3699 | 249.9285 | 252.0221 | 255.1766 | 258.2553 | 261.4242 | 268.3715 | 273.5442 | 279.0397 | 284.5945 | 289.9332
| CVR Level 2 | 231.1893 | 234.4291 | 236.59 | 236.1808 | 237.8238 | 239.704 | 242.4554 | 244.0149 | 246.1794 | 248.3699 | 249.9285 | 252.0221 | 255.1766 | 258.2553 | 261.4242 | 268.3715 | 273.5442 | 279.0397 | 284.5945 | 289.9332
| DER Customer Program | 0 | 0 | 0 | 0 | 0 | 0 | 0 | 0 | 0 | 0 | 0 | 0 | 0 | 0 | 0 | 0 | 0 | 0 | 0 | 0
| DPEC | 92.1444 | 92.1444 | 92.1444 | 92.1444 | 92.1444 | 92.1444 | 92.1444 | 92.1444 | 92.1444 | 92.1444 | 92.1444 | 92.1444 | 92.1444 | 92.1444 | 92.1444 | 92.1444 | 92.1444 | 92.1444 | 92.1444 | 92.1444
| RTPeDA | 5.1073 | 5.1073 | 5.1073 | 5.1073 | 5.1073 | 5.1073 | 5.1073 | 5.1073 | 5.1073 | 5.1073 | 5.1073 | 5.1073 | 5.1073 | 5.1073 | 5.1073 | 5.1073 | 5.1073 | 5.1073 | 5.1073 | 5.1073
| RTPeHA | 134.8937 | 134.8937 | 134.8937 | 134.8937 | 134.8937 | 134.8937 | 134.8937 | 134.8937 | 134.8937 | 134.8937 | 134.8937 | 134.8937 | 134.8937 | 134.8937 | 134.8937 | 134.8937 | 134.8937 | 134.8937 | 134.8937 | 134.8937
| Temp Check | 34.1296 | 34.1296 | 34.1296 | 34.1296 | 34.1296 | 34.1296 | 34.1296 | 34.1296 | 34.1296 | 34.1296 | 34.1296 | 34.1296 | 34.1296 | 34.1296 | 34.1296 | 34.1296 | 34.1296 | 34.1296 | 34.1296 | 34.1296
Energy Storage |  | 0 | 0 | 714.825 | 714.825 | 714.825 | 714.825 | 714.825 | 714.825 | 714.825 | 714.825 | 714.825 | 714.825 | 714.825 | 714.825 | 714.825 | 714.825 | 714.825 | 714.825 | 714.825 | 714.825
| 2019 IRP BESS DEMO | 0 | 0 | 0 | 0 | 0 | 0 | 0 | 0 | 0 | 0 | 0 | 0 | 0 | 0 | 0 | 0 | 0 | 0 | 0 | 0
| 2019 IRP BESS DEMO - FORT STEWART 4 HR BESS | 0 | 0 | 13 | 13 | 13 | 13 | 13 | 13 | 13 | 13 | 13 | 13 | 13 | 13 | 13 | 13 | 13 | 13 | 13 | 13
| 2022 IRP MCGRAU FORD 2 HR BATTERY | 0 | 0 | 265 | 265 | 265 | 265 | 265 | 265 | 265 | 265 | 265 | 265 | 265 | 265 | 265 | 265 | 265 | 265 | 265 | 265
| 2023 IRP UPDATE - HAMMOND | 0 | 0 | 57.5 | 57.5 | 57.5 | 57.5 | 57.5 | 57.5 | 57.5 | 57.5 | 57.5 | 57.5 | 57.5 | 57.5 | 57.5 | 57.5 | 57.5 | 57.5 | 57.5 | 57.5
| 2023 IRP Update - MCGRAU FORD PHASE 2 | 0 | 0 | 265 | 265 | 265 | 265 | 265 | 265 | 265 | 265 | 265 | 265 | 265 | 265 | 265 | 265 | 265 | 265 | 265 | 265
| 2023 IRP UPDATE - MOODY AFB | 0 | 0 | 17.325 | 17.325 | 17.325 | 17.325 | 17.325 | 17.325 | 17.325 | 17.325 | 17.325 | 17.325 | 17.325 | 17.325 | 17.325 | 17.325 | 17.325 | 17.325 | 17.325 | 17.325
| 2023 IRP UPDATE - ROBINS AFB | 0 | 0 | 32 | 32 | 32 | 32 | 32 | 32 | 32 | 32 | 32 | 32 | 32 | 32 | 32 | 32 | 32 | 32 | 32 | 32
| MOSSY BRANCH | 0 | 0 | 65 | 65 | 65 | 65 | 65 | 65 | 65 | 65 | 65 | 65 | 65 | 65 | 65 | 65 | 65 | 65 | 65 | 65
2025 IRP Approvals Projected Timing & Capacities - Extensions are Above |  | 0 | 120.2591 | 120.2591 | 127.2591 | 252.7591 | 331.5961 | 464.4871 | 777.9871 | 791.4871 | 804.9871 | 804.9871 | 618.2591 | 618.2591 | 618.2591 | 618.2591 | 618.2591 | 618.2591 | 618.2591 | 618.2591 | 618.2591
| SCHERER 3 WHOLESALE-TO-RETAIL | 0 | 52 | 52 | 52 | 52 | 107.337 | 186.728 | 186.728 | 186.728 | 186.728 | 186.728 | 0 | 0 | 0 | 0 | 0 | 0 | 0 | 0 | 0
| MCINTOSH 1A UPRATE | 0 | 0 | 0 | 0 | 0 | 13.5 | 13.5 | 13.5 | 13.5 | 13.5 | 13.5 | 13.5 | 13.5 | 13.5 | 13.5 | 13.5 | 13.5 | 13.5 | 13.5 | 13.5
| MCINTOSH 2A UPRATE | 0 | 0 | 0 | 0 | 13.5 | 13.5 | 13.5 | 13.5 | 13.5 | 13.5 | 13.5 | 13.5 | 13.5 | 13.5 | 13.5 | 13.5 | 13.5 | 13.5 | 13.5 | 13.5
| MCINTOSH 3A UPRATE | 0 | 0 | 0 | 0 | 0 | 0 | 0 | 13.5 | 13.5 | 13.5 | 13.5 | 13.5 | 13.5 | 13.5 | 13.5 | 13.5 | 13.5 | 13.5 | 13.5 | 13.5
| MCINTOSH 4A UPRATE | 0 | 0 | 0 | 0 | 0 | 0 | 0 | 0 | 0 | 13.5 | 13.5 | 13.5 | 13.5 | 13.5 | 13.5 | 13.5 | 13.5 | 13.5 | 13.5 | 13.5
| MCINTOSH 5A UPRATE | 0 | 0 | 0 | 0 | 0 | 0 | 0 | 0 | 13.5 | 13.5 | 13.5 | 13.5 | 13.5 | 13.5 | 13.5 | 13.5 | 13.5 | 13.5 | 13.5 | 13.5
| MCINTOSH 6A UPRATE | 0 | 0 | 0 | 0 | 13.5 | 13.5 | 13.5 | 13.5 | 13.5 | 13.5 | 13.5 | 13.5 | 13.5 | 13.5 | 13.5 | 13.5 | 13.5 | 13.5 | 13.5 | 13.5
| MCINTOSH 7A UPRATE | 0 | 0 | 0 | 0 | 13.5 | 13.5 | 13.5 | 13.5 | 13.5 | 13.5 | 13.5 | 13.5 | 13.5 | 13.5 | 13.5 | 13.5 | 13.5 | 13.5 | 13.5 | 13.5
| MCINTOSH 8A UPRATE | 0 | 0 | 0 | 0 | 0 | 0 | 13.5 | 13.5 | 13.5 | 13.5 | 13.5 | 13.5 | 13.5 | 13.5 | 13.5 | 13.5 | 13.5 | 13.5 | 13.5 | 13.5
| MCINTOSH 10 UPRATE | 0 | 0 | 0 | 0 | 34 | 34 | 34 | 34 | 34 | 34 | 34 | 34 | 34 | 34 | 34 | 34 | 34 | 34 | 34 | 34
| MCINTOSH 11 UPRATE | 0 | 0 | 0 | 0 | 34 | 34 | 34 | 34 | 34 | 34 | 34 | 34 | 34 | 34 | 34 | 34 | 34 | 34 | 34 | 34
| VOGTLE 1 UPRATE | 0 | 0 | 0 | 0 | 7 | 7 | 27 | 27 | 27 | 27 | 27 | 27 | 27 | 27 | 27 | 27 | 27 | 27 | 27 | 27
| VOGTLE 2 UPRATE | 0 | 0 | 0 | 7 | 7 | 7 | 27 | 27 | 27 | 27 | 27 | 27 | 27 | 27 | 27 | 27 | 27 | 27 | 27 | 27
| Temp Check Increase | 0 | 68.2591 | 68.2591 | 68.2591 | 68.2591 | 68.2591 | 68.2591 | 68.2591 | 68.2591 | 68.2591 | 68.2591 | 68.2591 | 68.2591 | 68.2591 | 68.2591 | 68.2591 | 68.2591 | 68.2591 | 68.2591 | 68.2591
| 2026 DG RFP (COA 2028) | 0 | 0 | 0 | 0 | 10 | 10 | 10 | 10 | 10 | 10 | 10 | 10 | 10 | 10 | 10 | 10 | 10 | 10 | 10 | 10
| 2027 DG RFP (COA 2029) | 0 | 0 | 0 | 0 | 0 | 10 | 10 | 10 | 10 | 10 | 10 | 10 | 10 | 10 | 10 | 10 | 10 | 10 | 10 | 10
| CARES 2026 US RFP | 0 | 0 | 0 | 0 | 0 | 0 | 0 | 300 | 300 | 300 | 300 | 300 | 300 | 300 | 300 | 300 | 300 | 300 | 300 | 300
Extensions for Reference Only - Extensions Included Above |  | 0 | 0 | 0 | 0 | 1005.099 | 1005.099 | 925.549 | 925.549 | 925.549 | 925.549 | 457.873 | 0 | 0 | 0 | 0 | 0 | 0 | 0 | 0 | 0
| SCHERER 3 | 0 | 0 | 0 | 0 | 537.423 | 537.423 | 457.873 | 457.873 | 457.873 | 457.873 | 457.873 | 0 | 0 | 0 | 0 | 0 | 0 | 0 | 0 | 0
| GASTON 1 GAS | 0 | 0 | 0 | 0 | 127 | 127 | 127 | 127 | 127 | 127 | 0 | 0 | 0 | 0 | 0 | 0 | 0 | 0 | 0 | 0
| GASTON 2 GAS | 0 | 0 | 0 | 0 | 128 | 128 | 128 | 128 | 128 | 128 | 0 | 0 | 0 | 0 | 0 | 0 | 0 | 0 | 0 | 0
| GASTON 3 GAS | 0 | 0 | 0 | 0 | 102.027 | 102.027 | 102.027 | 102.027 | 102.027 | 102.027 | 0 | 0 | 0 | 0 | 0 | 0 | 0 | 0 | 0 | 0
| GASTON 4 GAS | 0 | 0 | 0 | 0 | 102.649 | 102.649 | 102.649 | 102.649 | 102.649 | 102.649 | 0 | 0 | 0 | 0 | 0 | 0 | 0 | 0 | 0 | 0
| GASTON A | 0 | 0 | 0 | 0 | 8 | 8 | 8 | 8 | 8 | 8 | 0 | 0 | 0 | 0 | 0 | 0 | 0 | 0 | 0 | 0
2025 IRP Approvals Total for Reference Only |  | 0 | 120.2591 | 120.2591 | 127.2591 | 1257.8581 | 1336.6951 | 1390.0361 | 1703.5361 | 1717.0361 | 1730.5361 | 1262.8601 | 618.2591 | 618.2591 | 618.2591 | 618.2591 | 618.2591 | 618.2591 | 618.2591 | 618.2591 | 618.2591
CARES 2023 RFP |  | 0 | 0 | 0 | 0 | 0 | 312.75 | 312.75 | 312.75 | 312.75 | 312.75 | 312.75 | 312.75 | 312.75 | 312.75 | 312.75 | 312.75 | 312.75 | 312.75 | 312.75 | 312.75
| GA Solar 5, LLC (Old Hickory Solar) | 0 | 0 | 0 | 0 | 0 | 65 | 65 | 65 | 65 | 65 | 65 | 65 | 65 | 65 | 65 | 65 | 65 | 65 | 65 | 65
| Wilsonville Solar, LLC | 0 | 0 | 0 | 0 | 0 | 50 | 50 | 50 | 50 | 50 | 50 | 50 | 50 | 50 | 50 | 50 | 50 | 50 | 50 | 50
| Stellar Dry Creek Solar, LLC | 0 | 0 | 0 | 0 | 0 | 50 | 50 | 50 | 50 | 50 | 50 | 50 | 50 | 50 | 50 | 50 | 50 | 50 | 50 | 50
| Stellar Shamrock Solar, LLC | 0 | 0 | 0 | 0 | 0 | 56.25 | 56.25 | 56.25 | 56.25 | 56.25 | 56.25 | 56.25 | 56.25 | 56.25 | 56.25 | 56.25 | 56.25 | 56.25 | 56.25 | 56.25
| Beaver Creek Solar I, LLC | 0 | 0 | 0 | 0 | 0 | 91.5 | 91.5 | 91.5 | 91.5 | 91.5 | 91.5 | 91.5 | 91.5 | 91.5 | 91.5 | 91.5 | 91.5 | 91.5 | 91.5 | 91.5
Winter 2027_2028 BESS RFP |  | 0 | 0 | 0 | 50 | 50 | 50 | 50 | 50 | 50 | 50 | 50 | 50 | 50 | 50 | 50 | 50 | 50 | 50 | 50 | 50
| Twiggs County BESS | 0 | 0 | 0 | 50 | 50 | 50 | 50 | 50 | 50 | 50 | 50 | 50 | 50 | 50 | 50 | 50 | 50 | 50 | 50 | 50
2029-2031 All-Source RFP |  | 0 | 0 | 0 | 300 | 1807 | 5848.66 | 6972.74 | 6972.74 | 6972.74 | 6972.74 | 6972.74 | 6972.74 | 6972.74 | 6972.74 | 6972.74 | 6898.74 | 6898.74 | 6898.74 | 6898.74 | 6898.74
| Mid-GA PPA (CC) | 0 | 0 | 0 | 300 | 300 | 300 | 300 | 300 | 300 | 300 | 300 | 300 | 300 | 300 | 300 | 300 | 300 | 300 | 300 | 300
| Plant Dahlberg PPA (CT) | 0 | 0 | 0 | 0 | 0 | 74 | 74 | 74 | 74 | 74 | 74 | 74 | 74 | 74 | 74 | 0 | 0 | 0 | 0 | 0
| Plant Harris PPA (CC) | 0 | 0 | 0 | 0 | 0 | 658 | 658 | 658 | 658 | 658 | 658 | 658 | 658 | 658 | 658 | 658 | 658 | 658 | 658 | 658
| Sandersville PPA (CT) | 0 | 0 | 0 | 0 | 0 | 0 | 146 | 146 | 146 | 146 | 146 | 146 | 146 | 146 | 146 | 146 | 146 | 146 | 146 | 146
| Laurens County (ESS+Solar) | 0 | 0 | 0 | 0 | 100 | 100 | 100 | 100 | 100 | 100 | 100 | 100 | 100 | 100 | 100 | 100 | 100 | 100 | 100 | 100
| Plant Mitchell (ESS+Solar) | 0 | 0 | 0 | 0 | 75 | 75 | 75 | 75 | 75 | 75 | 75 | 75 | 75 | 75 | 75 | 75 | 75 | 75 | 75 | 75
| Bowen BESS Phase 1 | 0 | 0 | 0 | 0 | 250 | 250 | 250 | 250 | 250 | 250 | 250 | 250 | 250 | 250 | 250 | 250 | 250 | 250 | 250 | 250
| South Hall BESS | 0 | 0 | 0 | 0 | 125 | 125 | 125 | 125 | 125 | 125 | 125 | 125 | 125 | 125 | 125 | 125 | 125 | 125 | 125 | 125
| Wansley BESS | 0 | 0 | 0 | 0 | 500 | 500 | 500 | 500 | 500 | 500 | 500 | 500 | 500 | 500 | 500 | 500 | 500 | 500 | 500 | 500
| Yates BESS Phase 1 | 0 | 0 | 0 | 0 | 320 | 320 | 320 | 320 | 320 | 320 | 320 | 320 | 320 | 320 | 320 | 320 | 320 | 320 | 320 | 320
| Yates BESS Phase 2 | 0 | 0 | 0 | 0 | 137 | 137 | 137 | 137 | 137 | 137 | 137 | 137 | 137 | 137 | 137 | 137 | 137 | 137 | 137 | 137
| Bowen BESS Phase 2 | 0 | 0 | 0 | 0 | 0 | 125 | 125 | 125 | 125 | 125 | 125 | 125 | 125 | 125 | 125 | 125 | 125 | 125 | 125 | 125
| Thomson BESS | 0 | 0 | 0 | 0 | 0 | 250 | 250 | 250 | 250 | 250 | 250 | 250 | 250 | 250 | 250 | 250 | 250 | 250 | 250 | 250
| Hammond BESS Phase 2 | 0 | 0 | 0 | 0 | 0 | 0 | 96.25 | 96.25 | 96.25 | 96.25 | 96.25 | 96.25 | 96.25 | 96.25 | 96.25 | 96.25 | 96.25 | 96.25 | 96.25 | 96.25
| McIntosh BESS | 0 | 0 | 0 | 0 | 0 | 0 | 125 | 125 | 125 | 125 | 125 | 125 | 125 | 125 | 125 | 125 | 125 | 125 | 125 | 125
| Bowen Unit 7 (CC) | 0 | 0 | 0 | 0 | 0 | 740.81 | 740.81 | 740.81 | 740.81 | 740.81 | 740.81 | 740.81 | 740.81 | 740.81 | 740.81 | 740.81 | 740.81 | 740.81 | 740.81 | 740.81
| Bowen Unit 8 (CC) | 0 | 0 | 0 | 0 | 0 | 740.81 | 740.81 | 740.81 | 740.81 | 740.81 | 740.81 | 740.81 | 740.81 | 740.81 | 740.81 | 740.81 | 740.81 | 740.81 | 740.81 | 740.81
| Wansley Unit 10 (CC) | 0 | 0 | 0 | 0 | 0 | 726.52 | 726.52 | 726.52 | 726.52 | 726.52 | 726.52 | 726.52 | 726.52 | 726.52 | 726.52 | 726.52 | 726.52 | 726.52 | 726.52 | 726.52
| Wansley Unit 11 (CC) | 0 | 0 | 0 | 0 | 0 | 726.52 | 726.52 | 726.52 | 726.52 | 726.52 | 726.52 | 726.52 | 726.52 | 726.52 | 726.52 | 726.52 | 726.52 | 726.52 | 726.52 | 726.52
| McIntosh Unit 12 (CC) | 0 | 0 | 0 | 0 | 0 | 0 | 756.83 | 756.83 | 756.83 | 756.83 | 756.83 | 756.83 | 756.83 | 756.83 | 756.83 | 756.83 | 756.83 | 756.83 | 756.83 | 756.83
Supplemental Resources (MW) |  | 0 | 0 | 0 | 455.7 | 505.7 | 1385.7 | 1385.7 | 1385.7 | 1385.7 | 1385.7 | 1385.7 | 1385.7 | 1385.7 | 1385.7 | 1385.7 | 1385.7 | 1385.7 | 1385.7 | 1385.7 | 1385.7
| Decatur BESS | 0 | 0 | 0 | 110 | 110 | 110 | 110 | 110 | 110 | 110 | 110 | 110 | 110 | 110 | 110 | 110 | 110 | 110 | 110 | 110
| Dougherty BESS | 0 | 0 | 0 | 42 | 42 | 42 | 42 | 42 | 42 | 42 | 42 | 42 | 42 | 42 | 42 | 42 | 42 | 42 | 42 | 42
| Wadley BESS | 0 | 0 | 0 | 143 | 143 | 143 | 143 | 143 | 143 | 143 | 143 | 143 | 143 | 143 | 143 | 143 | 143 | 143 | 143 | 143
| Washington BESS | 0 | 0 | 0 | 82.5 | 82.5 | 82.5 | 82.5 | 82.5 | 82.5 | 82.5 | 82.5 | 82.5 | 82.5 | 82.5 | 82.5 | 82.5 | 82.5 | 82.5 | 82.5 | 82.5
| White Oak BESS | 0 | 0 | 0 | 34.2 | 34.2 | 34.2 | 34.2 | 34.2 | 34.2 | 34.2 | 34.2 | 34.2 | 34.2 | 34.2 | 34.2 | 34.2 | 34.2 | 34.2 | 34.2 | 34.2
| White Pine BESS | 0 | 0 | 0 | 44 | 44 | 44 | 44 | 44 | 44 | 44 | 44 | 44 | 44 | 44 | 44 | 44 | 44 | 44 | 44 | 44
| MPC PPA Extension | 0 | 0 | 0 | 0 | 50 | 0 | 0 | 0 | 0 | 0 | 0 | 0 | 0 | 0 | 0 | 0 | 0 | 0 | 0 | 0
| Tenaska PPA (CT) | 0 | 0 | 0 | 0 | 0 | 930 | 930 | 930 | 930 | 930 | 930 | 930 | 930 | 930 | 930 | 930 | 930 | 930 | 930 | 930